## Instructions
This is the first iteration of the DQLS LCCA Calculator Feedback will be incorporated into future updates
DQLS - IAQTC Life Cycle Cost Analysis Calculator, Version 1.0
Introduction
This tool calculates the Life Cycle Cost of heating, and - where applicable - cooling, systems for school building projects. This calculator should be used in conjunction with the New Zealand School Property Agency's DQLS - IAQTC document, Version 2. Please refer to Section 1.5 of the DQLS - IAQTC document for further context and guidance.
This tool has been colour coded for simplicity of use. Cells with green text require user input; some inputs may be restricted to values from drop-down lists. The values in cells with black text cannot be altered.
Instructions - Inputs
1 | Input the name of the school project
2 | Select the project Climate Zone and Location from the drop-down lists. To change the 'Climate Zone', first ensure that the 'Location' cell is blank, select 'Climate Zone', then re-select 'Location'. If a location other than a default location is entered, please manually enter Specific Heating & Cooling Loads, and Specific Electricity & Wood Fuel Costs (as applicable).
3 | Input the project floor area; this is the total floor area to be served by the heating/cooling systems.
4 | Select whether mechanical cooling is required to all spaces (cell C8). This should be determined by thermal modelling, in accordance with DQLS - IAQTC Section 1.2, and must be approved by NZSPA. Where mechanical cooling is required to a small proportion of spaces, a separate lifecycle cost analysis should be carried out for those spaces. Systems 4-13 are able to operate in both heating and cooling modes. If mechanical cooling is not required, set the value of cell C8 to 'No'; if it is intended that these systems operate in both heating and cooling modes, set the value to 'Yes'. Note that a 'Yes' value will eliminate all heating-only systems (1-3, 14) from the analysis.
5 | Default annual heating (and, where required, cooling) loads are provided for default locations. These loads are appropriate for preliminary analysis only. Heating & cooling loads should subsequently be approximated using energy modelling, or by other estimation methods. Where loads are expected to differ from the regional defaults provided in the LCCA Calculator, these should be up-dated under ‘Specific Heating Load' and 'Specific Cooling Load’.
6 | Default electricity costs are provided for default locations. These costs are appropriate for preliminary analysis only. Electricity costs should be derived from existing school electricity bills where available; or otherwise local commercial electricty prices should be used. Where project specific pricing is not available to designers, default pricing should be used.
7 | Wood fuel boilers should only be considered where a reliable local supply is available. Default wood fuel costs are appropriate for preliminary analysis only. Wood fuel costs should be derived from existing school supply contracts, where available. Alternatively, quotes should be sought from local wood fuel suppliers, and the costs used in this analysis should be justified in the Options Report.
8 | Select systems to include in the analysis (Column E). Note that where mechanical cooling is required, all heating-only systems (1-3, 14) are automatically excluded.
9 | Include any additional costs associated with a particular system (e.g. electrical transformer up-grades, associated builder’s work, etc.) under ‘Fixed Site Specific Infrastructure Costs’ (Column F). Please enter absolute costs, NOT costs per m2. Do NOT adjust 'Specific Capital Cost' to include these associated costs. Note that unlike other systems, the capital cost of Packaged Ducted A/C Units includes mechanical ventilation. Where mechanical ventilation is required, specific infrastructure costs (Column F) should be used to ensure that provision of mechanical ventilation is included uniformly across all system options. Ascertain the capital cost of mechanical ventilation, and include as a specific infrastructure cost for relevant system types.
10 | To adjust the capital cost/m2 of a particular system to reflect re-use of existing infrastructure, adjust the 'System Re-Use Factor'. A value of 0 (zero) corresponds to nil re-use; a value of 1 (one) corresponds to complete re-use of an existing system. The 'Re-Use Factor' does not affect replacement or maintenance costs. Do NOT adjust 'Specific Capital Cost' to account for system re-use - 'Specific Capital Cost' must reflect the full value of a new system.
11 | Default capital costs are provided for each system type. Where the project Quantity Surveyor & Services Engineer agree that project specific capital costs will differ from the defaults, up-date the values in Column I.
12 | Default heating & cooling conversion efficiencies are provided for each system type.These values are appropriate for preliminary analysis only. Subsequent analyses should use manufacturer's efficiency data for the design conditions at the project location. Use Columns K & M to up-date system efficiencies. Values must be justified in the Options report.
Instructions - Results
1 | Three tables and one chart are provided under the 'Results' tab. These should be copied into the Options Report.
2 | All cells on the Results tab are locked; to copy each of the tables for inclusion in the Options Report:
a) Input the cell range of the table into the Name Box (refer image below) and press 'Enter'
b) Press Ctrl + C to copy the cell range; the target table will be outlined with a dotted 'copy' line
c) Paste the table to the destination document, using the desired format
3 | The bar chart is not locked; copy and paste to the destination document as normal.
4 | The 'NPV Results Summary' table should form the basis for the system selection recommendations, along with other non-economic attributes as described in DQLS - IAQTC Section 1.5
5 | The 'System NPV' bar chart provides a graphic representation of the NPV results.
6 | The 'Project NPV Inputs Summary' table provides a summary of the project characteristics on which the analysis is based.
7 | The 'System NPV Inputs Summary' table provides a summary of the characteristics of each system included in the analysis.

## Inputs
Project Name |  | Alpha School
Climate Zone |  | Climate_Zone_1 |  | Note: To change 'Climate Zone', first ensure that 'Location' cell is blank, select 'Climate Zone', then re-select 'Location'. If a default Location is not chosen from the list, please manually enter Specific Heating & Cooling Loads, and Specific Electricity & Wood Fuel Costs.
Project Location |  | Auckland_North_Shore
Project Floor Area (m2) |  | 1000
Discount Rate |  | 0.05
Analysis Period |  | 20
Cooling Required? |  | No | Note: Systems 4-13 are able to operate in both heating and cooling modes; if it is intended that these systems operate in heating mode only, set the value in cell C8 to 'No'; if it is intended that these systems operate in both heating and cooling modes, set the value to 'Yes'. Note that a 'Yes' value will eliminate heating-only systems from the analysis.
Default Heating Load (kWh/m2/year) |  |  | 20 | Note: Annual heating (and, where required, cooling) loads should be approximated using energy modelling, or by other estimation methods. Where loads are expected to differ from the regional defaults provided in the LCCA Calculator, these are to be up-dated under ‘Specific Heating Load' and 'Specific Cooling Load’
Specific Heating Load (kWh/m2/year) |  |  | 12
Default Cooling Load (kWh/m2/year) |  |  | N/A
Specific Cooling Load (kWh/m2/year) |  |  | N/A
Default Electricity Cost (NZ$/kWh) |  |  | 0.1773 | Note: Electricity costs should be derived from existing school electricity bills where available; or otherwise local commercial electricty prices should be used. Where project specific pricing is not available to designers, default pricing should be used.
Specific Electricity Cost (NZ$/kWh) |  |  | 0.1773
Default Wood Fuel Cost (NZ$/kWh) |  |  | N/A | Note: Wood fuel costs should be derived from existing school supply contracts, where available. Alternatively, quotes should be sought from local wood fuel suppliers, and the costs used in this analysis should be justified in the Options Report.
Specific Wood Fuel Cost (NZ$/kWh) |  |  | N/A
System |  |  |  | Include in Analysis? | Specific Infrastructure costs (NZ$)§ | System Re-Use Factor (0 - 1)# | Default Capital Cost (NZ$/m2) | Specific Capital Cost (NZ$/m2) | Default Heating Conversion Efficiency | Specific Heating Conversion Efficiency | Default Cooling Conversion Efficiency | Specific Cooling Conversion Efficiency
Wood Boilers | 1. Central Wood Boiler w/ underfloor heating |  |  | No | 0 | 0 | N/A | N/A | 0.85 | 0.85 | N/A | N/A
| 2. Central Wood Boiler w/ radiators |  |  | No | 0 | 0 | N/A | N/A | 0.85 | 0.85 | N/A | N/A
| 3. Central Wood Boiler w/ fan coils |  |  | No | 0 | 0 | N/A | N/A | 0.85 | 0.85 | N/A | N/A
Air-Source Heat Pumps | 4. Air-Source Heat Pump w/ underfloor heating |  |  | No | 0 | 0 | N/A | N/A | 3.5 | 3.5 | N/A | N/A
| 5. Air-Source Heat Pump w/ radiators |  |  | Yes | 0 | 0 | 282 | 282 | 3.5 | 3.5 | N/A | N/A
| 6. Air-Source Heat Pump w/ fan coils |  |  | Yes | 0 | 0 | 346 | 346 | 3.5 | 3.5 | N/A | N/A
| 7. Individual Split Units |  |  | Yes | 0 | 0 | 205 | 205 | 3.5 | 3.5 | N/A | N/A
Ground-Source Heat Pumps | 8. Ground-Source Heat Pump w/ underfloor heating |  |  | No | 0 | 0 | N/A | N/A | 3.5 | 3.5 | N/A | N/A
| 9. Ground-Source Heat Pump w/ radiators |  |  | No | 0 | 0 | N/A | N/A | 3.5 | 3.5 | N/A | N/A
| 10. Ground-Source Heat Pump w/ fan coil |  |  | No | 0 | 0 | N/A | N/A | 3.5 | 3.5 | N/A | N/A
A/C Systems | 11. Packaged Ducted A/C Units* |  |  | No | 0 | 0 | N/A | N/A | 3.5 | 3.5 | N/A | N/A
| 12. VRF Multi Split System |  |  | Yes | 0 | 0 | 282 | 282 | 3.5 | 3.5 | N/A | N/A
| 13. Hybrid VRF Multi Split System |  |  | Yes | 0 | 0 | 366 | 366 | 3.5 | 3.5 | N/A | N/A
| 14. Electric Radiant Heaters |  |  | Yes | 100000 | 0 | 77 | 77 | 1 | 1 | N/A | N/A
# To adjust the capital cost/m2 of a particular system to reflect re-use of existing infrastructure, adjust the 'System Re-Use Factor'. A value of 0 (zero) corresponds to nil re-use; a value of 1 (one) corresponds to complete re-use of an existing system. The 'Re-Use Factor' does not affect replacement or maintenance costs. Do NOT adjust 'Specific Capital Cost' to account for system re-use - 'Specific Capital Cost' must reflect the full value of a new system.
* Unlike other systems, the capital cost of Packaged Ducted A/C Units includes mechanical ventilation. Where mechanical ventilation is required, specific infrastructure costs (Column F) should be used to ensure that provision of mechanical ventilation is included uniformly across all system options. Ascertain the capital cost of mechanical ventilation, and include as a specific infrastructure cost for relevant system types.
§ Include any associated costs (e.g. electrical transformer up-grades, associated builder’s work, etc.) under ‘Fixed Site Specific Infrastructure Costs’. Do NOT adjust 'Specific Capital Cost' to include these associasted costs.

## Results
Alpha School |  |  | Initial Capital Cost Nett RUF (NZ$/m2) | NPV Capital Cost Nett RUF (NZ$/m2) | NPV Maintenance Cost (NZ$/m2) | NPV Fuel Cost (NZ$/m2) | NPV Residual Value (NZ$/m2) | Total NPV (NZ$/m2) | NPV Rank
NPV Results Summary
20 | Year Analysis Period
Wood Boilers | 1. Central Wood Boiler w/ underfloor heating
2. Central Wood Boiler w/ radiators
3. Central Wood Boiler w/ fan coils
Air-Source Heat Pumps | 4. Air-Source Heat Pump w/ underfloor heating
| 5. Air-Source Heat Pump w/ radiators |  | 282 | 284.9067 | 46.7158 | 8.3383 | 79.7121 | 339.9608 | 2
| 6. Air-Source Heat Pump w/ fan coils |  | 346 | 358.5734 | 57.318 | 8.3383 | 130.4038 | 424.2296 | 5
| 7. Individual Split A/C Units |  | 205 | 330.8522 | 37.1833 | 8.5176 | 0 | 376.5531 | 3
Ground Source Heat Pumps | 8. Ground-Source Heat Pump w/ underfloor heating
9. Ground-Source Heat Pump w/ radiators
10. Ground-Source Heat Pump w/ fan coil
A/C Systems | 11. Packaged Ducted A/C Units
| 12. VRF Multi Split System |  | 282 | 346.7916 | 48.6895 | 8.3383 | 70.8552 | 403.8194 | 4
| 13. Hybrid VRF Multi Split System |  | 366 | 450.0912 | 71.3594 | 8.3383 | 91.961 | 529.7889 | 6
| 14. Electric Radiant Heaters |  | 77 | 194.6913 | 13.2947 | 29.8115 | 19.347 | 237.7975 | 1
Alpha School
Project NPV Inputs Summary
Climate Zone |  | Climate_Zone_1
Project Location |  | Auckland_North_Shore
Discount Rate |  | 0.05
Analysis Period |  | 20
Project Floor Area (m2) |  | 1000
Cooling Required? |  | No
Specific Heating Load (kWh/m2/year) |  | 12
Specific Cooling Load (kWh/m2/year) |  | N/A
Specific Electricity Cost (NZ$/kWh) |  | 0.1773
Specific Wood Fuel Cost (NZ$/kWh) |  | N/A
Alpha School |  |  | Specific Infrastructure costs (NZ$) | System Re-Use Factor (0 - 1) | Include in Analysis? | Specific Capital Cost (NZ$/m2) | Specific Heating Conversion Efficiency | Specific Cooling Conversion Efficiency
System NPV Inputs Summary
Wood Boilers | 1. Central Wood Boiler w/ underfloor heating |  | 0 | 0 | No | N/A | 0.85 | N/A
| 2. Central Wood Boiler w/ radiators |  | 0 | 0 | No | N/A | 0.85 | N/A
| 3. Central Wood Boiler w/ fan coils |  | 0 | 0 | No | N/A | 0.85 | N/A
Air-Source Heat Pumps | 4. Air-Source Heat Pump w/ underfloor heating |  | 0 | 0 | No | N/A | 3.5 | N/A
| 5. Air-Source Heat Pump w/ radiators |  | 0 | 0 | Yes | 282 | 3.5 | N/A
| 6. Air-Source Heat Pump w/ fan coils |  | 0 | 0 | Yes | 346 | 3.5 | N/A
| 7. Individual Split Units |  | 0 | 0 | Yes | 205 | 3.5 | N/A
Ground-Source Heat Pumps | 8. Ground-Source Heat Pump w/ underfloor heating |  | 0 | 0 | No | N/A | 3.5 | N/A
| 9. Ground-Source Heat Pump w/ radiators |  | 0 | 0 | No | N/A | 3.5 | N/A
| 10. Ground-Source Heat Pump w/ fan coil |  | 0 | 0 | No | N/A | 3.5 | N/A
A/C Systems | 11. Packaged Ducted A/C Units |  | 0 | 0 | No | N/A | 3.5 | N/A
| 12. VRF Multi Split System |  | 0 | 0 | Yes | 282 | 3.5 | N/A
| 13. Hybrid VRF Multi Split System |  | 0 | 0 | Yes | 366 | 3.5 | N/A
| 14. Electric Radiant Heaters |  | 100000 | 0 | Yes | 77 | 1 | N/A

## NPV Summary (hidden)
List
Yes
No
Note: Do not alter the contents of any cells in Column A of this sheet.
|  |  | 25 Years | [11 empty] | 20 Years | [11 empty] | 15 Years | [11 empty] | NPV (NZ$/m2) |  |  | NPV Capital Costs (NZ$/m2) |  |  | NPV Maintenance Costs (NZ$/m2) |  |  | NPV Fuel Costs (NZ$/m2) |  |  | System
Total NPV Reference Values |  | System | NPV (NZ$/m2) | NPV (NZ$) | NPV Capital Costs (NZ$/m2) | NPV Capital Costs (NZ$) | NPV Maintenance Costs (NZ$/m2) | NPV Maintenance Costs (NZ$) | NPV Fuel Costs (NZ$/m2) | NPV Fuel Costs NZ$ | NPV Residual Value (NZ$/m2) | NPV Residual Value NZ$ |  | System | NPV (NZ$/m2) | NPV (NZ$) | NPV Capital Costs (NZ$/m2) | NPV Capital Costs (NZ$) | NPV Maintenance Costs (NZ$/m2) | NPV Maintenance Costs (NZ$) | NPV Fuel Costs (NZ$/m2) | NPV Fuel Costs NZ$ | NPV Residual Value (NZ$/m2) | NPV Residual Value NZ$ |  | System | NPV (NZ$/m2) | NPV (NZ$) | NPV Capital Costs (NZ$/m2) | NPV Capital Costs (NZ$) | NPV Maintenance Costs (NZ$/m2) | NPV Maintenance Costs (NZ$) | NPV Fuel Costs (NZ$/m2) | NPV Fuel Costs NZ$ | NPV Residual Value (NZ$/m2) | NPV Residual Value NZ$ |  | System | 15 | 20 | 25 | 15 | 20 | 25 | 15 | 20 | 25 | 15 | 20 | 25
#VALUE! | Wood Boilers | 1. Central Wood Boiler w/ Underfloor Heating | #VALUE! | #VALUE! | #VALUE! | #VALUE! | #VALUE! | #VALUE! | #VALUE! | #VALUE! | #VALUE! | #VALUE! | Wood Boilers | 1. Central Wood Boiler w/ underfloor heating | #VALUE! | #VALUE! | #VALUE! | #VALUE! | #VALUE! | #VALUE! | #VALUE! | #VALUE! | #VALUE! | #VALUE! | Wood Boilers | 1. Central Wood Boiler w/ underfloor heating | #VALUE! | #VALUE! | #VALUE! | #VALUE! | #VALUE! | #VALUE! | #VALUE! | #VALUE! | #VALUE! | #VALUE! | Wood Boilers | 1. Central Wood Boiler w/ underfloor heating | #VALUE! | #VALUE! | #VALUE! | #VALUE! | #VALUE! | #VALUE! | #VALUE! | #VALUE! | #VALUE! | #VALUE! | #VALUE! | #VALUE! | 1. Central Wood Boiler w/ underfloor heating
#VALUE! |  | 2. Central Wood Boiler w/ Radiators | #VALUE! | #VALUE! | #VALUE! | #VALUE! | #VALUE! | #VALUE! | #VALUE! | #VALUE! | #VALUE! | #VALUE! |  | 2. Central Wood Boiler w/ radiators | #VALUE! | #VALUE! | #VALUE! | #VALUE! | #VALUE! | #VALUE! | #VALUE! | #VALUE! | #VALUE! | #VALUE! |  | 2. Central Wood Boiler w/ radiators | #VALUE! | #VALUE! | #VALUE! | #VALUE! | #VALUE! | #VALUE! | #VALUE! | #VALUE! | #VALUE! | #VALUE! |  | 2. Central Wood Boiler w/ radiators | #VALUE! | #VALUE! | #VALUE! | #VALUE! | #VALUE! | #VALUE! | #VALUE! | #VALUE! | #VALUE! | #VALUE! | #VALUE! | #VALUE! | 2. Central Wood Boiler w/ radiators
#VALUE! |  | 3. Central Wood Boiler w/ Fan Coils | #VALUE! | #VALUE! | #VALUE! | #VALUE! | #VALUE! | #VALUE! | #VALUE! | #VALUE! | #VALUE! | #VALUE! |  | 3. Central Wood Boiler w/ fan coils | #VALUE! | #VALUE! | #VALUE! | #VALUE! | #VALUE! | #VALUE! | #VALUE! | #VALUE! | #VALUE! | #VALUE! |  | 3. Central Wood Boiler w/ fan coils | #VALUE! | #VALUE! | #VALUE! | #VALUE! | #VALUE! | #VALUE! | #VALUE! | #VALUE! | #VALUE! | #VALUE! |  | 3. Central Wood Boiler w/ fan coils | #VALUE! | #VALUE! | #VALUE! | #VALUE! | #VALUE! | #VALUE! | #VALUE! | #VALUE! | #VALUE! | #VALUE! | #VALUE! | #VALUE! | 3. Central Wood Boiler w/ fan coils
#VALUE! | Air-Source Heat Pumps | 4. Air-Source Heat Pump w/ Underfloor Heating | #VALUE! | #VALUE! | #VALUE! | #VALUE! | #VALUE! | #VALUE! | #VALUE! | #VALUE! | #VALUE! | #VALUE! | Air-Source Heat Pumps | 4. Air-Source Heat Pump w/ underfloor heating | #VALUE! | #VALUE! | #VALUE! | #VALUE! | #VALUE! | #VALUE! | #VALUE! | #VALUE! | #VALUE! | #VALUE! | Air-Source Heat Pumps | 4. Air-Source Heat Pump w/ underfloor heating | #VALUE! | #VALUE! | #VALUE! | #VALUE! | #VALUE! | #VALUE! | #VALUE! | #VALUE! | #VALUE! | #VALUE! | Air-Source Heat Pumps | 4. Air-Source Heat Pump w/ underfloor heating | #VALUE! | #VALUE! | #VALUE! | #VALUE! | #VALUE! | #VALUE! | #VALUE! | #VALUE! | #VALUE! | #VALUE! | #VALUE! | #VALUE! | 4. Air-Source Heat Pump w/ underfloor heating
339.9608 |  | 5. Air-Source Heat Pump w/ Radiators | 386.153 | 386153.0046 | 321.1181 | 321118.0867 | 55.5167 | 55516.6556 | 9.5183 | 9518.2623 | -54.129 | -54128.9981 |  | 5. Air-Source Heat Pump w/ low temp' radiators | 339.9608 | 339960.7634 | 284.9067 | 284906.6757 | 46.7158 | 46715.8218 | 8.3383 | 8338.2659 | -79.7121 | -79712.1256 |  | 5. Air-Source Heat Pump w/ low temp' radiators | 279.335 | 279335.0274 | 235.7543 | 235754.3208 | 36.707 | 36706.9793 | 6.8737 | 6873.7273 | -74.6058 | -74605.7519 |  | 5. Air-Source Heat Pump w/ low temp' radiators | 279.335 | 339.9608 | 386.153 | 235.7543 | 284.9067 | 321.1181 | 36.707 | 46.7158 | 55.5167 | 6.8737 | 8.3383 | 9.5183 | 5. Air-Source Heat Pump w/ low temp' radiators
424.2296 |  | 6. Air-Source Heat Pump w/ Fan Coils | 487.6947 | 487694.6821 | 410.0602 | 410060.2396 | 68.1162 | 68116.1802 | 9.5183 | 9518.2623 | -91.9573 | -91957.2831 |  | 6. Air-Source Heat Pump w/ fan coils | 424.2296 | 424229.6456 | 358.5734 | 358573.3855 | 57.318 | 57317.9941 | 8.3383 | 8338.2659 | -130.4038 | -130403.7611 |  | 6. Air-Source Heat Pump w/ fan coils | 341.1702 | 341170.2161 | 289.2588 | 289258.8475 | 45.0376 | 45037.6413 | 6.8737 | 6873.7273 | -91.5376 | -91537.5538 |  | 6. Air-Source Heat Pump w/ fan coils | 341.1702 | 424.2296 | 487.6947 | 289.2588 | 358.5734 | 410.0602 | 45.0376 | 57.318 | 68.1162 | 6.8737 | 8.3383 | 9.5183 | 6. Air-Source Heat Pump w/ fan coils
376.5531 |  | 7. Individual Split A/C Units | 428.8044 | 428804.4068 | 377.846 | 377846.0269 | 41.2354 | 41235.4238 | 9.723 | 9722.9561 | -30.2685 | -30268.5341 |  | 7. Individual Split A/C Units | 376.5531 | 376553.0541 | 330.8522 | 330852.217 | 37.1833 | 37183.2537 | 8.5176 | 8517.5835 | 0 | 0 |  | 7. Individual Split A/C Units | 318.2093 | 318209.2617 | 281.548 | 281547.9644 | 29.6397 | 29639.7479 | 7.0215 | 7021.5494 | -49.3043 | -49304.2526 |  | 7. Individual Split A/C Units | 318.2093 | 376.5531 | 428.8044 | 281.548 | 330.8522 | 377.846 | 29.6397 | 37.1833 | 41.2354 | 7.0215 | 8.5176 | 9.723 | 7. Individual Split A/C Units
#VALUE! | Ground-Source Heat Pumps | 8. Ground-Source Heat Pump w/ Underfloor Heating | #VALUE! | #VALUE! | #VALUE! | #VALUE! | #VALUE! | #VALUE! | #VALUE! | #VALUE! | #VALUE! | #VALUE! | Ground-Source Heat Pumps | 8. Ground-Source Heat Pump w/ Underfloor Heating | #VALUE! | #VALUE! | #VALUE! | #VALUE! | #VALUE! | #VALUE! | #VALUE! | #VALUE! | #VALUE! | #VALUE! | Ground-Source Heat Pumps | 8. Ground-Source Heat Pump w/ Underfloor Heating | #VALUE! | #VALUE! | #VALUE! | #VALUE! | #VALUE! | #VALUE! | #VALUE! | #VALUE! | #VALUE! | #VALUE! | Ground-Source Heat Pumps | 8. Ground-Source Heat Pump w/ Underfloor Heating | #VALUE! | #VALUE! | #VALUE! | #VALUE! | #VALUE! | #VALUE! | #VALUE! | #VALUE! | #VALUE! | #VALUE! | #VALUE! | #VALUE! | 8. Ground-Source Heat Pump w/ Underfloor Heating
#VALUE! |  | 9. Ground-Source Heat Pump w/ Radiators | #VALUE! | #VALUE! | #VALUE! | #VALUE! | #VALUE! | #VALUE! | #VALUE! | #VALUE! | #VALUE! | #VALUE! |  | 9. Ground-Source Heat Pump w/ Radiators | #VALUE! | #VALUE! | #VALUE! | #VALUE! | #VALUE! | #VALUE! | #VALUE! | #VALUE! | #VALUE! | #VALUE! |  | 9. Ground-Source Heat Pump w/ Radiators | #VALUE! | #VALUE! | #VALUE! | #VALUE! | #VALUE! | #VALUE! | #VALUE! | #VALUE! | #VALUE! | #VALUE! |  | 9. Ground-Source Heat Pump w/ Radiators | #VALUE! | #VALUE! | #VALUE! | #VALUE! | #VALUE! | #VALUE! | #VALUE! | #VALUE! | #VALUE! | #VALUE! | #VALUE! | #VALUE! | 9. Ground-Source Heat Pump w/ Radiators
#VALUE! |  | 10. Ground-Source Heat Pump w/ Fan Coils | #VALUE! | #VALUE! | #VALUE! | #VALUE! | #VALUE! | #VALUE! | #VALUE! | #VALUE! | #VALUE! | #VALUE! |  | 10. Ground-Source Heat Pump w/ Fan Coils | #VALUE! | #VALUE! | #VALUE! | #VALUE! | #VALUE! | #VALUE! | #VALUE! | #VALUE! | #VALUE! | #VALUE! |  | 10. Ground-Source Heat Pump w/ Fan Coils | #VALUE! | #VALUE! | #VALUE! | #VALUE! | #VALUE! | #VALUE! | #VALUE! | #VALUE! | #VALUE! | #VALUE! |  | 10. Ground-Source Heat Pump w/ Fan Coils | #VALUE! | #VALUE! | #VALUE! | #VALUE! | #VALUE! | #VALUE! | #VALUE! | #VALUE! | #VALUE! | #VALUE! | #VALUE! | #VALUE! | 10. Ground-Source Heat Pump w/ Fan Coils
#VALUE! | A/C Systems | 11. Packaged Ducted A/C Units | #VALUE! | #VALUE! | #VALUE! | #VALUE! | #VALUE! | #VALUE! | #VALUE! | #VALUE! | #VALUE! | #VALUE! | A/C Units | 11. Packaged Ducted A/C Units | #VALUE! | #VALUE! | #VALUE! | #VALUE! | #VALUE! | #VALUE! | #VALUE! | #VALUE! | #VALUE! | #VALUE! | A/C Units | 11. Packaged Ducted A/C Units | #VALUE! | #VALUE! | #VALUE! | #VALUE! | #VALUE! | #VALUE! | #VALUE! | #VALUE! | #VALUE! | #VALUE! | A/C Units | 11. Packaged Ducted A/C Units | #VALUE! | #VALUE! | #VALUE! | #VALUE! | #VALUE! | #VALUE! | #VALUE! | #VALUE! | #VALUE! | #VALUE! | #VALUE! | #VALUE! | 11. Packaged Ducted A/C Units
403.8194 |  | 12. VRF Multi Split System | 454.9664 | 454966.3503 | 389.8884 | 389888.3611 | 55.5597 | 55559.7269 | 9.5183 | 9518.2623 | -27.7585 | -27758.4605 |  | 12. VRF Multi Split System | 403.8194 | 403819.3954 | 346.7916 | 346791.5989 | 48.6895 | 48689.5306 | 8.3383 | 8338.2659 | -70.8552 | -70855.2228 |  | 12. VRF Multi Split System | 330.8924 | 330892.3807 | 282 | 282000 | 42.0187 | 42018.6534 | 6.8737 | 6873.7273 | 5.4685e-14 | 5.4685e-11 |  | 12. VRF Multi Split System | 330.8924 | 403.8194 | 454.9664 | 282 | 346.7916 | 389.8884 | 42.0187 | 48.6895 | 55.5597 | 6.8737 | 8.3383 | 9.5183 | 12. VRF Multi Split System
529.7889 |  | 13. Hybrid VRF Multi Split System | 602.2183 | 602218.3242 | 506.0253 | 506025.3198 | 86.6747 | 86674.7421 | 9.5183 | 9518.2623 | -36.0269 | -36026.9381 |  | 13. Hybrid VRF Multi Split System | 529.7889 | 529788.8652 | 450.0912 | 450091.2241 | 71.3594 | 71359.3751 | 8.3383 | 8338.2659 | -91.961 | -91961.0338 |  | 13. Hybrid VRF Multi Split System | 427.4086 | 427408.5753 | 366 | 366000 | 54.5348 | 54534.848 | 6.8737 | 6873.7273 | -2.7343e-14 | -2.7343e-11 |  | 13. Hybrid VRF Multi Split System | 427.4086 | 529.7889 | 602.2183 | 366 | 450.0912 | 506.0253 | 54.5348 | 71.3594 | 86.6747 | 6.8737 | 8.3383 | 9.5183 | 13. Hybrid VRF Multi Split System
237.7975 |  | 14. Electric Radiant Heaters | 255.6598 | 255659.7889 | 206.4589 | 206458.8787 | 15.1706 | 15170.5637 | 34.0303 | 34030.3464 | -7.5794 | -7579.4378 |  | 14. Electric Radiant Heaters | 237.7975 | 237797.5244 | 194.6913 | 194691.3231 | 13.2947 | 13294.6591 | 29.8115 | 29811.5422 | -19.347 | -19346.9935 |  | 14. Electric Radiant Heaters | 213.0486 | 213048.6012 | 177 | 177000 | 11.4732 | 11473.1784 | 24.5754 | 24575.4228 | 6.8357e-15 | 6.8357e-12 |  | 14. Electric Radiant Heaters | 213.0486 | 237.7975 | 255.6598 | 177 | 194.6913 | 206.4589 | 11.4732 | 13.2947 | 15.1706 | 24.5754 | 29.8115 | 34.0303 | 14. Electric Radiant Heaters
15
20
25

## NPV Analysis (hidden)
Project Name | Alpha School
Project Region | Climate_Zone_1 |  | Note: Do not change any inputs using this sheet; instead please use the 'Inputs' sheet.
Project Location | Auckland_North_Shore
Project Floor Area (m2) | 1000
Discount Rate | 0.05
Heating & Cooling | No | Note: Systems 4-13 are able to operate in both heating and cooling modes; if it is intended that these systems operate in heating mode only, refer to the 'Inputs' sheet and set the value of cell C8 to 'No'; if it is intended that these systems operate in both heating and cooling modes, set the value to 'Yes'. Note that a 'Yes' value will eliminate heating-only systems from the analysis. Do NOT use this sheet (NPV Analysis) to change these settings.
1. Central Wood Chip Boiler & Underfloor Heating - NON-CONDENSING |  | Note: Unlike electricity, wood fuel is by default not subject to a Fuel Cost Escalation Rate. Wood chip is the default fuel selected for wood-fired systems; pellet cost estimates are provided in the 'Regional Fuel Cost' sheet, although it is recommended that local suppliers be consulted regarding availability and costs.
Fuel Cost (NZ$/kWh) |  | Regional Fuel Costs
Fuel Cost Real Escalation Rate | 0
Heating Load (kWh/m2/year) | 12 | Regional Energy Requirements
Heat Conversion Efficiency | 0.85 | System Efficiencies
Utilisation Efficiency | 0.95 | System Efficiencies
Overall Seasonal Efficiency | 0.8075 | System Efficiencies
Capital Cost (NZ$/m2) | N/A | Capital Cost Structure
Plant Life (years) | 25 | Capital Cost Structure
Discount Rate | 0.05 | Project Specific
Fixed site specific infrastructure cost (NZ$) | 0 | Project Specific
Cost Item | Year 0 | Year 1 | Year 2 | Year 3 | Year 4 | Year 5 | Year 6 | Year 7 | Year 8 | Year 9 | Year 10 | Year 11 | Year 12 | Year 13 | Year 14 | Year 15 | Year 16 | Year 17 | Year 18 | Year 19 | Year 20 | Year 21 | Year 22 | Year 23 | Year 24 | Year 25
Capital Cost (NZ$/m2) nett RUF | 0 Year 0: #VALUE!
Replacement Ref. | Project Specific Year 5: 1e; Project Specific Year 10: 1e; 1d; Project Specific Year 15: 1e; 1f; 1a; Project Specific Year 20: 1e; 1d
Replacement Costs (NZ$/m2) | 0 Year 0: 0; Project Specific Year 5: #VALUE!; Project Specific Year 10: #VALUE!; Project Specific Year 15: #VALUE!; Project Specific Year 20: #VALUE!
Residual Value | #VALUE! | #VALUE! | #VALUE! | #VALUE! | #VALUE! | #VALUE! | #VALUE! | #VALUE! | #VALUE! | #VALUE! | #VALUE! | #VALUE! | #VALUE! | #VALUE! | #VALUE! | #VALUE! | #VALUE! | #VALUE! | #VALUE! | #VALUE! | #VALUE! | #VALUE! | #VALUE! | #VALUE! | #VALUE! | #VALUE!
Total Capital Costs (NZ$/m2) | #VALUE! | 0 | 0 | 0 | 0 | #VALUE! | 0 | 0 | 0 | 0 | #VALUE! | 0 | 0 | 0 | 0 | #VALUE! | 0 | 0 | 0 | 0 | #VALUE! | 0 | 0 | 0 | 0 | 0
Total Capital Costs (NZ$) | #VALUE! | 0 | 0 | 0 | 0 | #VALUE! | 0 | 0 | 0 | 0 | #VALUE! | 0 | 0 | 0 | 0 | #VALUE! | 0 | 0 | 0 | 0 | #VALUE! | 0 | 0 | 0 | 0 | 0
Linear Maintenance Cost Trajectory | 0 | 0.01 | 0.010417 | 0.010833 | 0.01125 | 0.011667 | 0.012083 | 0.0125 | 0.012917 | 0.013333 | 0.01375 | 0.014167 | 0.014583 | 0.015 | 0.015417 | 0.015833 | 0.01625 | 0.016667 | 0.017083 | 0.0175 | 0.017917 | 0.018333 | 0.01875 | 0.019167 | 0.019583 | 0.02
Maintenance Costs (NZ$/m2) | #VALUE! | #VALUE! | #VALUE! | #VALUE! | #VALUE! | #VALUE! | #VALUE! | #VALUE! | #VALUE! | #VALUE! | #VALUE! | #VALUE! | #VALUE! | #VALUE! | #VALUE! | #VALUE! | #VALUE! | #VALUE! | #VALUE! | #VALUE! | #VALUE! | #VALUE! | #VALUE! | #VALUE! | #VALUE! | #VALUE!
Maintenance Costs (NZ$) | #VALUE! | #VALUE! | #VALUE! | #VALUE! | #VALUE! | #VALUE! | #VALUE! | #VALUE! | #VALUE! | #VALUE! | #VALUE! | #VALUE! | #VALUE! | #VALUE! | #VALUE! | #VALUE! | #VALUE! | #VALUE! | #VALUE! | #VALUE! | #VALUE! | #VALUE! | #VALUE! | #VALUE! | #VALUE! | #VALUE!
Fuel Costs (NZ$/kWh) | 0 |  | #VALUE! | #VALUE! | #VALUE! | #VALUE! | #VALUE! | #VALUE! | #VALUE! | #VALUE! | #VALUE! | #VALUE! | #VALUE! | #VALUE! | #VALUE! | #VALUE! | #VALUE! | #VALUE! | #VALUE! | #VALUE! | #VALUE! | #VALUE! | #VALUE! | #VALUE! | #VALUE! | #VALUE!
Fuel Cost Escalation |  | #VALUE! | #VALUE! | #VALUE! | #VALUE! | #VALUE! | #VALUE! | #VALUE! | #VALUE! | #VALUE! | #VALUE! | #VALUE! | #VALUE! | #VALUE! | #VALUE! | #VALUE! | #VALUE! | #VALUE! | #VALUE! | #VALUE! | #VALUE! | #VALUE! | #VALUE! | #VALUE! | #VALUE! | #VALUE!
Fuel Costs (NZ$/m2) | 0 | #VALUE! | #VALUE! | #VALUE! | #VALUE! | #VALUE! | #VALUE! | #VALUE! | #VALUE! | #VALUE! | #VALUE! | #VALUE! | #VALUE! | #VALUE! | #VALUE! | #VALUE! | #VALUE! | #VALUE! | #VALUE! | #VALUE! | #VALUE! | #VALUE! | #VALUE! | #VALUE! | #VALUE! | #VALUE!
Fuel Costs (NZ$) | 0 | #VALUE! | #VALUE! | #VALUE! | #VALUE! | #VALUE! | #VALUE! | #VALUE! | #VALUE! | #VALUE! | #VALUE! | #VALUE! | #VALUE! | #VALUE! | #VALUE! | #VALUE! | #VALUE! | #VALUE! | #VALUE! | #VALUE! | #VALUE! | #VALUE! | #VALUE! | #VALUE! | #VALUE! | #VALUE!
Total Costs (NZ$/m2) | #VALUE! | #VALUE! | #VALUE! | #VALUE! | #VALUE! | #VALUE! | #VALUE! | #VALUE! | #VALUE! | #VALUE! | #VALUE! | #VALUE! | #VALUE! | #VALUE! | #VALUE! | #VALUE! | #VALUE! | #VALUE! | #VALUE! | #VALUE! | #VALUE! | #VALUE! | #VALUE! | #VALUE! | #VALUE! | #VALUE!
Total Costs NZ$ | #VALUE! | #VALUE! | #VALUE! | #VALUE! | #VALUE! | #VALUE! | #VALUE! | #VALUE! | #VALUE! | #VALUE! | #VALUE! | #VALUE! | #VALUE! | #VALUE! | #VALUE! | #VALUE! | #VALUE! | #VALUE! | #VALUE! | #VALUE! | #VALUE! | #VALUE! | #VALUE! | #VALUE! | #VALUE! | #VALUE!
| 15 Years | 20 Years | 25 Years
NPV (NZ$/m2) | 0 Year 0: #VALUE!; Project Specific Year 1: #VALUE!; Project Specific Year 2: #VALUE!
NPV NZ$ | 0 Year 0: #VALUE!; Project Specific Year 1: #VALUE!; Project Specific Year 2: #VALUE!
NPV Capital Costs NZ$ | 0 Year 0: #VALUE!; Project Specific Year 1: #VALUE!; Project Specific Year 2: #VALUE!
NPV Maintenance Costs NZ$ | 0 Year 0: #VALUE!; Project Specific Year 1: #VALUE!; Project Specific Year 2: #VALUE!
NPV Fuel Costs NZ$ | 0 Year 0: #VALUE!; Project Specific Year 1: #VALUE!; Project Specific Year 2: #VALUE!
NPV Residual Value NZ$ | 0 Year 0: #VALUE!; Project Specific Year 1: #VALUE!; Project Specific Year 2: #VALUE!
2. Central Wood Chip Boiler & Low Temp' Radiators - NON-CONDENSING | bar: 0 Year 0
Fuel Cost (NZ$/kWh) | Project Specific Year 1: Regional Fuel Costs
Fuel Cost Real Escalation Rate | 0 Year 0: 0
Heating Load (kWh/m2/year) | 0 Year 0: 12; Project Specific Year 1: Regional Energy Requirements
Heat Conversion Efficiency | 0 Year 0: 0.85; Project Specific Year 1: System Efficiencies
Utilisation Efficiency | 0 Year 0: 0.95; Project Specific Year 1: System Efficiencies
Overall Seasonal Efficiency | 0 Year 0: 0.8075; Project Specific Year 1: System Efficiencies
Capital Cost (NZ$/m2) | 0 Year 0: N/A; Project Specific Year 1: Capital Cost Structure
Plant Life (years) | 0 Year 0: 25; Project Specific Year 1: Capital Cost Structure; Project Specific Year 3: Low temp' radiators; water piping & insulation
Discount Rate | 0 Year 0: 0.05; Project Specific Year 1: Project Specific
Fixed site specific infrastructure cost (NZ$) | 0 Year 0: 0; Project Specific Year 1: Project Specific
Cost Item | Year 0 | Year 1 | Year 2 | Year 3 | Year 4 | Year 5 | Year 6 | Year 7 | Year 8 | Year 9 | Year 10 | Year 11 | Year 12 | Year 13 | Year 14 | Year 15 | Year 16 | Year 17 | Year 18 | Year 19 | Year 20 | Year 21 | Year 22 | Year 23 | Year 24 | Year 25
Capital Cost (NZ$/m2) nett RUF | 0 Year 0: #VALUE!
Replacement Ref. | Project Specific Year 5: 2e; Project Specific Year 10: 2e; 2d; Project Specific Year 15: 2e; 2f; 2a; Project Specific Year 20: 2e; 2d
Replacement Costs (NZ$/m2) | 0 Year 0: 0; Project Specific Year 5: #VALUE!; Project Specific Year 10: #VALUE!; Project Specific Year 15: #VALUE!; Project Specific Year 20: #VALUE!
Residual Value | #VALUE! | #VALUE! | #VALUE! | #VALUE! | #VALUE! | #VALUE! | #VALUE! | #VALUE! | #VALUE! | #VALUE! | #VALUE! | #VALUE! | #VALUE! | #VALUE! | #VALUE! | #VALUE! | #VALUE! | #VALUE! | #VALUE! | #VALUE! | #VALUE! | #VALUE! | #VALUE! | #VALUE! | #VALUE! | #VALUE!
Total Capital Costs (NZ$/m2) | #VALUE! | 0 | 0 | 0 | 0 | #VALUE! | 0 | 0 | 0 | 0 | #VALUE! | 0 | 0 | 0 | 0 | #VALUE! | 0 | 0 | 0 | 0 | #VALUE! | 0 | 0 | 0 | 0 | 0
Total Capital Costs (NZ$) | #VALUE! | 0 | 0 | 0 | 0 | #VALUE! | 0 | 0 | 0 | 0 | #VALUE! | 0 | 0 | 0 | 0 | #VALUE! | 0 | 0 | 0 | 0 | #VALUE! | 0 | 0 | 0 | 0 | 0
Linear Maintenance Cost Trajectory | 0 | 0.01 | 0.010417 | 0.010833 | 0.01125 | 0.011667 | 0.012083 | 0.0125 | 0.012917 | 0.013333 | 0.01375 | 0.014167 | 0.014583 | 0.015 | 0.015417 | 0.015833 | 0.01625 | 0.016667 | 0.017083 | 0.0175 | 0.017917 | 0.018333 | 0.01875 | 0.019167 | 0.019583 | 0.02
Maintenance Costs (NZ$/m2) | #VALUE! | #VALUE! | #VALUE! | #VALUE! | #VALUE! | #VALUE! | #VALUE! | #VALUE! | #VALUE! | #VALUE! | #VALUE! | #VALUE! | #VALUE! | #VALUE! | #VALUE! | #VALUE! | #VALUE! | #VALUE! | #VALUE! | #VALUE! | #VALUE! | #VALUE! | #VALUE! | #VALUE! | #VALUE! | #VALUE!
Maintenance Costs (NZ$) | #VALUE! | #VALUE! | #VALUE! | #VALUE! | #VALUE! | #VALUE! | #VALUE! | #VALUE! | #VALUE! | #VALUE! | #VALUE! | #VALUE! | #VALUE! | #VALUE! | #VALUE! | #VALUE! | #VALUE! | #VALUE! | #VALUE! | #VALUE! | #VALUE! | #VALUE! | #VALUE! | #VALUE! | #VALUE! | #VALUE!
Fuel Costs (NZ$/kWh) | 0 |  | #VALUE! | #VALUE! | #VALUE! | #VALUE! | #VALUE! | #VALUE! | #VALUE! | #VALUE! | #VALUE! | #VALUE! | #VALUE! | #VALUE! | #VALUE! | #VALUE! | #VALUE! | #VALUE! | #VALUE! | #VALUE! | #VALUE! | #VALUE! | #VALUE! | #VALUE! | #VALUE! | #VALUE!
Fuel Cost Escalation |  | #VALUE! | #VALUE! | #VALUE! | #VALUE! | #VALUE! | #VALUE! | #VALUE! | #VALUE! | #VALUE! | #VALUE! | #VALUE! | #VALUE! | #VALUE! | #VALUE! | #VALUE! | #VALUE! | #VALUE! | #VALUE! | #VALUE! | #VALUE! | #VALUE! | #VALUE! | #VALUE! | #VALUE! | #VALUE!
Fuel Costs (NZ$/m2) | 0 | #VALUE! | #VALUE! | #VALUE! | #VALUE! | #VALUE! | #VALUE! | #VALUE! | #VALUE! | #VALUE! | #VALUE! | #VALUE! | #VALUE! | #VALUE! | #VALUE! | #VALUE! | #VALUE! | #VALUE! | #VALUE! | #VALUE! | #VALUE! | #VALUE! | #VALUE! | #VALUE! | #VALUE! | #VALUE!
Fuel Costs (NZ$) | 0 | #VALUE! | #VALUE! | #VALUE! | #VALUE! | #VALUE! | #VALUE! | #VALUE! | #VALUE! | #VALUE! | #VALUE! | #VALUE! | #VALUE! | #VALUE! | #VALUE! | #VALUE! | #VALUE! | #VALUE! | #VALUE! | #VALUE! | #VALUE! | #VALUE! | #VALUE! | #VALUE! | #VALUE! | #VALUE!
Total Costs (NZ$/m2) | #VALUE! | #VALUE! | #VALUE! | #VALUE! | #VALUE! | #VALUE! | #VALUE! | #VALUE! | #VALUE! | #VALUE! | #VALUE! | #VALUE! | #VALUE! | #VALUE! | #VALUE! | #VALUE! | #VALUE! | #VALUE! | #VALUE! | #VALUE! | #VALUE! | #VALUE! | #VALUE! | #VALUE! | #VALUE! | #VALUE!
Total Costs NZ$ | #VALUE! | #VALUE! | #VALUE! | #VALUE! | #VALUE! | #VALUE! | #VALUE! | #VALUE! | #VALUE! | #VALUE! | #VALUE! | #VALUE! | #VALUE! | #VALUE! | #VALUE! | #VALUE! | #VALUE! | #VALUE! | #VALUE! | #VALUE! | #VALUE! | #VALUE! | #VALUE! | #VALUE! | #VALUE! | #VALUE!
| 15 Years | 20 Years | 25 Years
NPV (NZ$/m2) | 0 Year 0: #VALUE!; Project Specific Year 1: #VALUE!; Project Specific Year 2: #VALUE!
NPV NZ$ | 0 Year 0: #VALUE!; Project Specific Year 1: #VALUE!; Project Specific Year 2: #VALUE!
NPV Capital Costs NZ$ | 0 Year 0: #VALUE!; Project Specific Year 1: #VALUE!; Project Specific Year 2: #VALUE!
NPV Maintenance Costs NZ$ | 0 Year 0: #VALUE!; Project Specific Year 1: #VALUE!; Project Specific Year 2: #VALUE!
NPV Fuel Costs NZ$ | 0 Year 0: #VALUE!; Project Specific Year 1: #VALUE!; Project Specific Year 2: #VALUE!
NPV Residual Value NZ$ | 0 Year 0: #VALUE!; Project Specific Year 1: #VALUE!; Project Specific Year 2: #VALUE!
3. Central Wood Chip Boiler & 2-Pipe Fan Coils - NON-CONDENSING | bar: 0 Year 0
Fuel Cost (NZ$/kWh) | Project Specific Year 1: Regional Fuel Costs
Fuel Cost Real Escalation Rate | 0 Year 0: 0
Heating Load (kWh/m2/year) | 0 Year 0: 12; Project Specific Year 1: Regional Energy Requirements
Heat Conversion Efficiency | 0 Year 0: 0.85; Project Specific Year 1: System Efficiencies
Utilisation Efficiency | 0 Year 0: 0.95; Project Specific Year 1: System Efficiencies
Overall Seasonal Efficiency | 0 Year 0: 0.8075; Project Specific Year 1: System Efficiencies
Capital Cost (NZ$/m2) | 0 Year 0: N/A; Project Specific Year 1: Capital Cost Structure
Plant Life (years) | 0 Year 0: 25; Project Specific Year 1: Capital Cost Structure; Project Specific Year 3: Water piping & insulation
Discount Rate | 0 Year 0: 0.05; Project Specific Year 1: Project Specific
Fixed site specific infrastructure cost (NZ$) | 0 Year 0: 0; Project Specific Year 1: Project Specific
Cost Item | Year 0 | Year 1 | Year 2 | Year 3 | Year 4 | Year 5 | Year 6 | Year 7 | Year 8 | Year 9 | Year 10 | Year 11 | Year 12 | Year 13 | Year 14 | Year 15 | Year 16 | Year 17 | Year 18 | Year 19 | Year 20 | Year 21 | Year 22 | Year 23 | Year 24 | Year 25
Capital Cost (NZ$/m2) nett RUF | 0 Year 0: #VALUE!
Replacement Ref. | Project Specific Year 5: 3e; Project Specific Year 10: 3e; 3d; Project Specific Year 15: 3e; 3f; 3a; 3b; Project Specific Year 20: 9e; 9d
Replacement Costs (NZ$/m2) | 0 Year 0: 0; Project Specific Year 5: #VALUE!; Project Specific Year 10: #VALUE!; Project Specific Year 15: #VALUE!; Project Specific Year 20: #VALUE!
Residual Value | #VALUE! | #VALUE! | #VALUE! | #VALUE! | #VALUE! | #VALUE! | #VALUE! | #VALUE! | #VALUE! | #VALUE! | #VALUE! | #VALUE! | #VALUE! | #VALUE! | #VALUE! | #VALUE! | #VALUE! | #VALUE! | #VALUE! | #VALUE! | #VALUE! | #VALUE! | #VALUE! | #VALUE! | #VALUE! | #VALUE!
Total Capital Costs (NZ$/m2) | #VALUE! | 0 | 0 | 0 | 0 | #VALUE! | 0 | 0 | 0 | 0 | #VALUE! | 0 | 0 | 0 | 0 | #VALUE! | 0 | 0 | 0 | 0 | #VALUE! | 0 | 0 | 0 | 0 | 0
Total Capital Costs (NZ$) | #VALUE! | 0 | 0 | 0 | 0 | #VALUE! | 0 | 0 | 0 | 0 | #VALUE! | 0 | 0 | 0 | 0 | #VALUE! | 0 | 0 | 0 | 0 | #VALUE! | 0 | 0 | 0 | 0 | 0
Linear Maintenance Cost Trajectory | 0 | 0.01 | 0.010417 | 0.010833 | 0.01125 | 0.011667 | 0.012083 | 0.0125 | 0.012917 | 0.013333 | 0.01375 | 0.014167 | 0.014583 | 0.015 | 0.015417 | 0.015833 | 0.01625 | 0.016667 | 0.017083 | 0.0175 | 0.017917 | 0.018333 | 0.01875 | 0.019167 | 0.019583 | 0.02
Maintenance Costs (NZ$/m2) | #VALUE! | #VALUE! | #VALUE! | #VALUE! | #VALUE! | #VALUE! | #VALUE! | #VALUE! | #VALUE! | #VALUE! | #VALUE! | #VALUE! | #VALUE! | #VALUE! | #VALUE! | #VALUE! | #VALUE! | #VALUE! | #VALUE! | #VALUE! | #VALUE! | #VALUE! | #VALUE! | #VALUE! | #VALUE! | #VALUE!
Maintenance Costs (NZ$) | #VALUE! | #VALUE! | #VALUE! | #VALUE! | #VALUE! | #VALUE! | #VALUE! | #VALUE! | #VALUE! | #VALUE! | #VALUE! | #VALUE! | #VALUE! | #VALUE! | #VALUE! | #VALUE! | #VALUE! | #VALUE! | #VALUE! | #VALUE! | #VALUE! | #VALUE! | #VALUE! | #VALUE! | #VALUE! | #VALUE!
Fuel Costs (NZ$/kWh) | 0 |  | #VALUE! | #VALUE! | #VALUE! | #VALUE! | #VALUE! | #VALUE! | #VALUE! | #VALUE! | #VALUE! | #VALUE! | #VALUE! | #VALUE! | #VALUE! | #VALUE! | #VALUE! | #VALUE! | #VALUE! | #VALUE! | #VALUE! | #VALUE! | #VALUE! | #VALUE! | #VALUE! | #VALUE!
Fuel Cost Escalation |  | #VALUE! | #VALUE! | #VALUE! | #VALUE! | #VALUE! | #VALUE! | #VALUE! | #VALUE! | #VALUE! | #VALUE! | #VALUE! | #VALUE! | #VALUE! | #VALUE! | #VALUE! | #VALUE! | #VALUE! | #VALUE! | #VALUE! | #VALUE! | #VALUE! | #VALUE! | #VALUE! | #VALUE! | #VALUE!
Fuel Costs (NZ$/m2) | 0 | #VALUE! | #VALUE! | #VALUE! | #VALUE! | #VALUE! | #VALUE! | #VALUE! | #VALUE! | #VALUE! | #VALUE! | #VALUE! | #VALUE! | #VALUE! | #VALUE! | #VALUE! | #VALUE! | #VALUE! | #VALUE! | #VALUE! | #VALUE! | #VALUE! | #VALUE! | #VALUE! | #VALUE! | #VALUE!
Fuel Costs (NZ$) | 0 | #VALUE! | #VALUE! | #VALUE! | #VALUE! | #VALUE! | #VALUE! | #VALUE! | #VALUE! | #VALUE! | #VALUE! | #VALUE! | #VALUE! | #VALUE! | #VALUE! | #VALUE! | #VALUE! | #VALUE! | #VALUE! | #VALUE! | #VALUE! | #VALUE! | #VALUE! | #VALUE! | #VALUE! | #VALUE!
Total Costs (NZ$/m2) | #VALUE! | #VALUE! | #VALUE! | #VALUE! | #VALUE! | #VALUE! | #VALUE! | #VALUE! | #VALUE! | #VALUE! | #VALUE! | #VALUE! | #VALUE! | #VALUE! | #VALUE! | #VALUE! | #VALUE! | #VALUE! | #VALUE! | #VALUE! | #VALUE! | #VALUE! | #VALUE! | #VALUE! | #VALUE! | #VALUE!
Total Costs NZ$ | #VALUE! | #VALUE! | #VALUE! | #VALUE! | #VALUE! | #VALUE! | #VALUE! | #VALUE! | #VALUE! | #VALUE! | #VALUE! | #VALUE! | #VALUE! | #VALUE! | #VALUE! | #VALUE! | #VALUE! | #VALUE! | #VALUE! | #VALUE! | #VALUE! | #VALUE! | #VALUE! | #VALUE! | #VALUE! | #VALUE!
| 15 Years | 20 Years | 25 Years
NPV (NZ$/m2) | 0 Year 0: #VALUE!; Project Specific Year 1: #VALUE!; Project Specific Year 2: #VALUE!
NPV NZ$ | 0 Year 0: #VALUE!; Project Specific Year 1: #VALUE!; Project Specific Year 2: #VALUE!
NPV Capital Costs NZ$ | 0 Year 0: #VALUE!; Project Specific Year 1: #VALUE!; Project Specific Year 2: #VALUE!
NPV Maintenance Costs NZ$ | 0 Year 0: #VALUE!; Project Specific Year 1: #VALUE!; Project Specific Year 2: #VALUE!
NPV Fuel Costs NZ$ | 0 Year 0: #VALUE!; Project Specific Year 1: #VALUE!; Project Specific Year 2: #VALUE!
NPV Residual Value NZ$ | 0 Year 0: #VALUE!; Project Specific Year 1: #VALUE!; Project Specific Year 2: #VALUE!
4. Air Source Hydronic Heat Pump & Underfloor Heating | Project Specific Year 1: Note: Systems 4-13 are able to operate in both heating and cooling modes; if it is intended that these systems operate in heating mode only, refer to the 'Inputs' sheet and set the value of cell C8 to 'No'; if it is intended that these systems operate in both heating and cooling modes, set the value to 'Yes' .Note that a 'Yes' value will eliminate heating-only systems from the analysis. Do NOT use this sheet (NPV Analysis) to change these settings.
Fuel Cost (NZ$/kWh) | Project Specific Year 1: Regional Fuel Costs
Fuel Cost Real Escalation Rate | 0 Year 0: 0.0056; Project Specific Year 1: Regional Fuel Costs
Heating Load (kWh/m2/year) | 0 Year 0: 12; Project Specific Year 1: Regional Energy Requirements
Heating Conversion Efficiency | 0 Year 0: 3.5; Project Specific Year 1: System Efficiencies
Heating Utilisation Efficiency | 0 Year 0: 0.95; Project Specific Year 1: System Efficiencies
Heating Overall Seasonal Efficiency | 0 Year 0: 3.325; Project Specific Year 1: System Efficiencies
Cooling Load (kWh/m2/year) | 0 Year 0: 0; Project Specific Year 1: Regional Energy Requirements
Cooling Conversion Efficiency | 0 Year 0: N/A; Project Specific Year 1: System Efficiencies
Cooling Utilisation Efficiency | 0 Year 0: 0.95; Project Specific Year 1: System Efficiencies
Cooling Overall Seasonal Efficiency | 0 Year 0: #VALUE!; Project Specific Year 1: System Efficiencies
Capital Cost (NZ$/m2) | 0 Year 0: N/A; Project Specific Year 1: Capital Cost Structure
Plant Life (years) | 0 Year 0: 25; Project Specific Year 1: Capital Cost Structure; Project Specific Year 3: Underfloor heating; water piping & insulation
Discount Rate | 0 Year 0: 0.05; Project Specific Year 1: Project Specific
Fixed site specific infrastructure cost (NZ$) | 0 Year 0: 0; Project Specific Year 1: Project Specific
Cost Item | Year 0 | Year 1 | Year 2 | Year 3 | Year 4 | Year 5 | Year 6 | Year 7 | Year 8 | Year 9 | Year 10 | Year 11 | Year 12 | Year 13 | Year 14 | Year 15 | Year 16 | Year 17 | Year 18 | Year 19 | Year 20 | Year 21 | Year 22 | Year 23 | Year 24 | Year 25
Capital Cost (NZ$/m2) nett RUF | 0 Year 0: #VALUE!
Replacement Ref. | Project Specific Year 5: 4e; Project Specific Year 10: 4e; 4d; Project Specific Year 15: 4e; 4f; 4a; Project Specific Year 20: 4e; 4d
Replacement Costs (NZ$/m2) | 0 Year 0: 0; Project Specific Year 5: #VALUE!; Project Specific Year 10: #VALUE!; Project Specific Year 15: #VALUE!; Project Specific Year 20: #VALUE!
Residual Value | #VALUE! | #VALUE! | #VALUE! | #VALUE! | #VALUE! | #VALUE! | #VALUE! | #VALUE! | #VALUE! | #VALUE! | #VALUE! | #VALUE! | #VALUE! | #VALUE! | #VALUE! | #VALUE! | #VALUE! | #VALUE! | #VALUE! | #VALUE! | #VALUE! | #VALUE! | #VALUE! | #VALUE! | #VALUE! | #VALUE!
Total Capital Costs (NZ$/m2) | #VALUE! | 0 | 0 | 0 | 0 | #VALUE! | 0 | 0 | 0 | 0 | #VALUE! | 0 | 0 | 0 | 0 | #VALUE! | 0 | 0 | 0 | 0 | #VALUE! | 0 | 0 | 0 | 0 | 0
Total Capital Costs (NZ$) | #VALUE! | 0 | 0 | 0 | 0 | #VALUE! | 0 | 0 | 0 | 0 | #VALUE! | 0 | 0 | 0 | 0 | #VALUE! | 0 | 0 | 0 | 0 | #VALUE! | 0 | 0 | 0 | 0 | 0
Linear Maintenance Cost Trajectory | 0 | 0.01 | 0.010417 | 0.010833 | 0.01125 | 0.011667 | 0.012083 | 0.0125 | 0.012917 | 0.013333 | 0.01375 | 0.014167 | 0.014583 | 0.015 | 0.015417 | 0.015833 | 0.01625 | 0.016667 | 0.017083 | 0.0175 | 0.017917 | 0.018333 | 0.01875 | 0.019167 | 0.019583 | 0.02
Maintenance Costs (NZ$/m2) | #VALUE! | #VALUE! | #VALUE! | #VALUE! | #VALUE! | #VALUE! | #VALUE! | #VALUE! | #VALUE! | #VALUE! | #VALUE! | #VALUE! | #VALUE! | #VALUE! | #VALUE! | #VALUE! | #VALUE! | #VALUE! | #VALUE! | #VALUE! | #VALUE! | #VALUE! | #VALUE! | #VALUE! | #VALUE! | #VALUE!
Maintenance Costs (NZ$) | #VALUE! | #VALUE! | #VALUE! | #VALUE! | #VALUE! | #VALUE! | #VALUE! | #VALUE! | #VALUE! | #VALUE! | #VALUE! | #VALUE! | #VALUE! | #VALUE! | #VALUE! | #VALUE! | #VALUE! | #VALUE! | #VALUE! | #VALUE! | #VALUE! | #VALUE! | #VALUE! | #VALUE! | #VALUE! | #VALUE!
Fuel Costs (NZ$/kWh) | 0 |  | #VALUE! | #VALUE! | #VALUE! | #VALUE! | #VALUE! | #VALUE! | #VALUE! | #VALUE! | #VALUE! | #VALUE! | #VALUE! | #VALUE! | #VALUE! | #VALUE! | #VALUE! | #VALUE! | #VALUE! | #VALUE! | #VALUE! | #VALUE! | #VALUE! | #VALUE! | #VALUE! | #VALUE!
Fuel Cost Escalation |  | #VALUE! | #VALUE! | #VALUE! | #VALUE! | #VALUE! | #VALUE! | #VALUE! | #VALUE! | #VALUE! | #VALUE! | #VALUE! | #VALUE! | #VALUE! | #VALUE! | #VALUE! | #VALUE! | #VALUE! | #VALUE! | #VALUE! | #VALUE! | #VALUE! | #VALUE! | #VALUE! | #VALUE! | #VALUE!
Fuel Costs (NZ$/m2) | 0 | #VALUE! | #VALUE! | #VALUE! | #VALUE! | #VALUE! | #VALUE! | #VALUE! | #VALUE! | #VALUE! | #VALUE! | #VALUE! | #VALUE! | #VALUE! | #VALUE! | #VALUE! | #VALUE! | #VALUE! | #VALUE! | #VALUE! | #VALUE! | #VALUE! | #VALUE! | #VALUE! | #VALUE! | #VALUE!
Fuel Costs (NZ$) | 0 | #VALUE! | #VALUE! | #VALUE! | #VALUE! | #VALUE! | #VALUE! | #VALUE! | #VALUE! | #VALUE! | #VALUE! | #VALUE! | #VALUE! | #VALUE! | #VALUE! | #VALUE! | #VALUE! | #VALUE! | #VALUE! | #VALUE! | #VALUE! | #VALUE! | #VALUE! | #VALUE! | #VALUE! | #VALUE!
Total Costs (NZ$/m2) | #VALUE! | #VALUE! | #VALUE! | #VALUE! | #VALUE! | #VALUE! | #VALUE! | #VALUE! | #VALUE! | #VALUE! | #VALUE! | #VALUE! | #VALUE! | #VALUE! | #VALUE! | #VALUE! | #VALUE! | #VALUE! | #VALUE! | #VALUE! | #VALUE! | #VALUE! | #VALUE! | #VALUE! | #VALUE! | #VALUE!
Total Costs NZ$ | #VALUE! | #VALUE! | #VALUE! | #VALUE! | #VALUE! | #VALUE! | #VALUE! | #VALUE! | #VALUE! | #VALUE! | #VALUE! | #VALUE! | #VALUE! | #VALUE! | #VALUE! | #VALUE! | #VALUE! | #VALUE! | #VALUE! | #VALUE! | #VALUE! | #VALUE! | #VALUE! | #VALUE! | #VALUE! | #VALUE!
| 15 Years | 20 Years | 25 Years
NPV (NZ$/m2) | 0 Year 0: #VALUE!; Project Specific Year 1: #VALUE!; Project Specific Year 2: #VALUE!
NPV NZ$ | 0 Year 0: #VALUE!; Project Specific Year 1: #VALUE!; Project Specific Year 2: #VALUE!
NPV Capital Costs NZ$ | 0 Year 0: #VALUE!; Project Specific Year 1: #VALUE!; Project Specific Year 2: #VALUE!
NPV Maintenance Costs NZ$ | 0 Year 0: #VALUE!; Project Specific Year 1: #VALUE!; Project Specific Year 2: #VALUE!
NPV Fuel Costs NZ$ | 0 Year 0: #VALUE!; Project Specific Year 1: #VALUE!; Project Specific Year 2: #VALUE!
NPV Residual Value NZ$ | 0 Year 0: #VALUE!; Project Specific Year 1: #VALUE!; Project Specific Year 2: #VALUE!
5. Air Source Hydronic Heat Pump & Low Temp' Radiators | bar: 0 Year 0
Fuel Cost (NZ$/kWh) | 0 Year 0: 0.1773; Project Specific Year 1: Regional Fuel Costs
Fuel Cost Real Escalation Rate | 0 Year 0: 0.0056; Project Specific Year 1: Regional Fuel Costs
Heating Load (kWh/m2/year) | 0 Year 0: 12; Project Specific Year 1: Regional Energy Requirements
Heating Conversion Efficiency | 0 Year 0: 3.5; Project Specific Year 1: System Efficiencies
Heating Utilisation Efficiency | 0 Year 0: 0.95; Project Specific Year 1: System Efficiencies
Heating Overall Seasonal Efficiency | 0 Year 0: 3.325; Project Specific Year 1: System Efficiencies
Cooling Load (kWh/m2/year) | 0 Year 0: 0; Project Specific Year 1: Regional Energy Requirements
Cooling Conversion Efficiency | 0 Year 0: N/A; Project Specific Year 1: System Efficiencies
Cooling Utilisation Efficiency | 0 Year 0: 0.95; Project Specific Year 1: System Efficiencies
Cooling Overall Seasonal Efficiency | 0 Year 0: #VALUE!; Project Specific Year 1: System Efficiencies
Capital Cost (NZ$/m2) | 0 Year 0: 282; Project Specific Year 1: Capital Cost Structure
Plant Life (years) | 0 Year 0: 25; Project Specific Year 1: Capital Cost Structure; Project Specific Year 3: Low temp' radiators; water piping & insulation
Discount Rate | 0 Year 0: 0.05; Project Specific Year 1: Project Specific
Fixed site specific infrastructure cost (NZ$) | 0 Year 0: 0; Project Specific Year 1: Project Specific
Cost Item | Year 0 | Year 1 | Year 2 | Year 3 | Year 4 | Year 5 | Year 6 | Year 7 | Year 8 | Year 9 | Year 10 | Year 11 | Year 12 | Year 13 | Year 14 | Year 15 | Year 16 | Year 17 | Year 18 | Year 19 | Year 20 | Year 21 | Year 22 | Year 23 | Year 24 | Year 25
Capital Cost (NZ$/m2) nett RUF | 0 Year 0: 282
Replacement Ref. | Project Specific Year 5: 5e; Project Specific Year 10: 5e; 5d; Project Specific Year 15: 5e; 5f; 5a; Project Specific Year 20: 5e; 5d
Replacement Costs (NZ$/m2) | 0 Year 0: 0; Project Specific Year 5: 14.1; Project Specific Year 10: 28.2; Project Specific Year 15: 112.8; Project Specific Year 20: 28.2
Residual Value | 282 | 270.72 | 259.44 | 248.16 | 236.88 | 239.7 | 228.42 | 217.14 | 205.86 | 194.58 | 211.5 | 200.22 | 188.94 | 177.66 | 166.38 | 267.9 | 256.62 | 245.34 | 234.06 | 222.78 | 239.7 | 228.42 | 217.14 | 205.86 | 194.58 | 183.3
Total Capital Costs (NZ$/m2) | 282 | 0 | 0 | 0 | 0 | 14.1 | 0 | 0 | 0 | 0 | 28.2 | 0 | 0 | 0 | 0 | 112.8 | 0 | 0 | 0 | 0 | 28.2 | 0 | 0 | 0 | 0 | 0
Total Capital Costs (NZ$) | 282000 | 0 | 0 | 0 | 0 | 14100 | 0 | 0 | 0 | 0 | 28200 | 0 | 0 | 0 | 0 | 112800 | 0 | 0 | 0 | 0 | 28200 | 0 | 0 | 0 | 0 | 0
Linear Maintenance Cost Trajectory | 0 | 0.01 | 0.010417 | 0.010833 | 0.01125 | 0.011667 | 0.012083 | 0.0125 | 0.012917 | 0.013333 | 0.01375 | 0.014167 | 0.014583 | 0.015 | 0.015417 | 0.015833 | 0.01625 | 0.016667 | 0.017083 | 0.0175 | 0.017917 | 0.018333 | 0.01875 | 0.019167 | 0.019583 | 0.02
Maintenance Costs (NZ$/m2) | 0 | 2.82 | 2.9375 | 3.055 | 3.1725 | 3.29 | 3.4075 | 3.525 | 3.6425 | 3.76 | 3.8775 | 3.995 | 4.1125 | 4.23 | 4.3475 | 4.465 | 4.5825 | 4.7 | 4.8175 | 4.935 | 5.0525 | 5.17 | 5.2875 | 5.405 | 5.5225 | 5.64
Maintenance Costs (NZ$) | 0 | 2820 | 2937.5 | 3055 | 3172.5 | 3290 | 3407.5 | 3525 | 3642.5 | 3760 | 3877.5 | 3995 | 4112.5 | 4230 | 4347.5 | 4465 | 4582.5 | 4700 | 4817.5 | 4935 | 5052.5 | 5170 | 5287.5 | 5405 | 5522.5 | 5640
Fuel Costs (NZ$/kWh) | 0 | 0.1773 | 0.17829 | 0.17929 | 0.1803 | 0.18131 | 0.18232 | 0.18334 | 0.18437 | 0.1854 | 0.18644 | 0.18748 | 0.18853 | 0.18959 | 0.19065 | 0.19172 | 0.19279 | 0.19387 | 0.19496 | 0.19605 | 0.19715 | 0.19825 | 0.19936 | 0.20048 | 0.2016 | 0.20273
Fuel Cost Escalation |  | 0.00099288 | 0.00099844 | 0.001004 | 0.0010097 | 0.0010153 | 0.001021 | 0.0010267 | 0.0010325 | 0.0010382 | 0.0010441 | 0.0010499 | 0.0010558 | 0.0010617 | 0.0010676 | 0.0010736 | 0.0010796 | 0.0010857 | 0.0010918 | 0.0010979 | 0.001104 | 0.0011102 | 0.0011164 | 0.0011227 | 0.001129 | 0.0011353
Fuel Costs (NZ$/m2) | 0 | 0.63988 | 0.64346 | 0.64707 | 0.65069 | 0.65433 | 0.658 | 0.66168 | 0.66539 | 0.66911 | 0.67286 | 0.67663 | 0.68042 | 0.68423 | 0.68806 | 0.69191 | 0.69579 | 0.69969 | 0.7036 | 0.70754 | 0.71151 | 0.71549 | 0.7195 | 0.72353 | 0.72758 | 0.73165
Fuel Costs (NZ$) | 0 | 639.8797 | 643.463 | 647.0664 | 650.69 | 654.3339 | 657.9981 | 661.6829 | 665.3883 | 669.1145 | 672.8616 | 676.6296 | 680.4187 | 684.229 | 688.0607 | 691.9139 | 695.7886 | 699.685 | 703.6032 | 707.5434 | 711.5057 | 715.4901 | 719.4968 | 723.526 | 727.5778 | 731.6522
Total Costs (NZ$/m2) | 282 | 3.4599 | 3.581 | 3.7021 | 3.8232 | 18.0443 | 4.0655 | 4.1867 | 4.3079 | 4.4291 | 32.7504 | 4.6716 | 4.7929 | 4.9142 | 5.0356 | 117.9569 | 5.2783 | 5.3997 | 5.5211 | 5.6425 | 33.964 | 5.8855 | 6.007 | 6.1285 | 6.2501 | 6.3717
Total Costs NZ$ | 282000 | 3459.8797 | 3580.963 | 3702.0664 | 3823.19 | 18044.3339 | 4065.4981 | 4186.6829 | 4307.8883 | 4429.1145 | 32750.3616 | 4671.6296 | 4792.9187 | 4914.229 | 5035.5607 | 117956.9139 | 5278.2886 | 5399.685 | 5521.1032 | 5642.5434 | 33964.0057 | 5885.4901 | 6006.9968 | 6128.526 | 6250.0778 | 6371.6522
| 15 Years | 20 Years | 25 Years
NPV (NZ$/m2) | 0 Year 0: 279.335; Project Specific Year 1: 339.9608; Project Specific Year 2: 386.153
NPV NZ$ | 0 Year 0: 279335.0274; Project Specific Year 1: 339960.7634; Project Specific Year 2: 386153.0046
NPV Capital Costs NZ$ | 0 Year 0: 235754.3208; Project Specific Year 1: 284906.6757; Project Specific Year 2: 321118.0867
NPV Maintenance Costs NZ$ | 0 Year 0: 36706.9793; Project Specific Year 1: 46715.8218; Project Specific Year 2: 55516.6556
NPV Fuel Costs NZ$ | 0 Year 0: 6873.7273; Project Specific Year 1: 8338.2659; Project Specific Year 2: 9518.2623
NPV Residual Value NZ$ | 0 Year 0: 74605.7519; Project Specific Year 1: 79712.1256; Project Specific Year 2: 54128.9981
6. Air Source Hydronic Heat Pump & Fan Coil Units | bar: 0 Year 0
Fuel Cost (NZ$/kWh) | 0 Year 0: 0.1773; Project Specific Year 1: Regional Fuel Costs
Fuel Cost Real Escalation Rate | 0 Year 0: 0.0056; Project Specific Year 1: Regional Fuel Costs
Heating Load (kWh/m2/year) | 0 Year 0: 12; Project Specific Year 1: Regional Energy Requirements
Heating Conversion Efficiency | 0 Year 0: 3.5; Project Specific Year 1: System Efficiencies
Heating Utilisation Efficiency | 0 Year 0: 0.95; Project Specific Year 1: System Efficiencies
Heating Overall Seasonal Efficiency | 0 Year 0: 3.325; Project Specific Year 1: System Efficiencies
Cooling Load (kWh/m2/year) | 0 Year 0: 0; Project Specific Year 1: Regional Energy Requirements
Cooling Conversion Efficiency | 0 Year 0: N/A; Project Specific Year 1: System Efficiencies
Cooling Utilisation Efficiency | 0 Year 0: 0.95; Project Specific Year 1: System Efficiencies
Cooling Overall Seasonal Efficiency | 0 Year 0: #VALUE!; Project Specific Year 1: System Efficiencies
Capital Cost (NZ$/m2) | 0 Year 0: 346; Project Specific Year 1: Capital Cost Structure
Plant Life (years) | 0 Year 0: 25; Project Specific Year 1: Capital Cost Structure; Project Specific Year 3: Water piping & insulation
Discount Rate | 0 Year 0: 0.05; Project Specific Year 1: Project Specific
Fixed site specific infrastructure cost (NZ$) | 0 Year 0: 0; Project Specific Year 1: Project Specific
Cost Item | Year 0 | Year 1 | Year 2 | Year 3 | Year 4 | Year 5 | Year 6 | Year 7 | Year 8 | Year 9 | Year 10 | Year 11 | Year 12 | Year 13 | Year 14 | Year 15 | Year 16 | Year 17 | Year 18 | Year 19 | Year 20 | Year 21 | Year 22 | Year 23 | Year 24 | Year 25
Capital Cost (NZ$/m2) nett RUF | 0 Year 0: 346
Replacement Ref. | Project Specific Year 5: 6e; Project Specific Year 10: 6e; 6d; Project Specific Year 15: 6e; 6f; 6a; 6b; Project Specific Year 20: 12e; 12d
Replacement Costs (NZ$/m2) | 0 Year 0: 0; Project Specific Year 5: 17.3; Project Specific Year 10: 34.6; Project Specific Year 15: 224.9; Project Specific Year 20: 34.6
Residual Value | 346 | 332.16 | 318.32 | 304.48 | 290.64 | 294.1 | 280.26 | 266.42 | 252.58 | 238.74 | 259.5 | 245.66 | 231.82 | 217.98 | 204.14 | 415.2 | 401.36 | 387.52 | 373.68 | 359.84 | 380.6 | 366.76 | 352.92 | 339.08 | 325.24 | 311.4
Total Capital Costs (NZ$/m2) | 346 | 0 | 0 | 0 | 0 | 17.3 | 0 | 0 | 0 | 0 | 34.6 | 0 | 0 | 0 | 0 | 224.9 | 0 | 0 | 0 | 0 | 34.6 | 0 | 0 | 0 | 0 | 0
Total Capital Costs (NZ$) | 346000 | 0 | 0 | 0 | 0 | 17300 | 0 | 0 | 0 | 0 | 34600 | 0 | 0 | 0 | 0 | 224900 | 0 | 0 | 0 | 0 | 34600 | 0 | 0 | 0 | 0 | 0
Linear Maintenance Cost Trajectory | 0 | 0.01 | 0.010417 | 0.010833 | 0.01125 | 0.011667 | 0.012083 | 0.0125 | 0.012917 | 0.013333 | 0.01375 | 0.014167 | 0.014583 | 0.015 | 0.015417 | 0.015833 | 0.01625 | 0.016667 | 0.017083 | 0.0175 | 0.017917 | 0.018333 | 0.01875 | 0.019167 | 0.019583 | 0.02
Maintenance Costs (NZ$/m2) | 0 | 3.46 | 3.6042 | 3.7483 | 3.8925 | 4.0367 | 4.1808 | 4.325 | 4.4692 | 4.6133 | 4.7575 | 4.9017 | 5.0458 | 5.19 | 5.3342 | 5.4783 | 5.6225 | 5.7667 | 5.9108 | 6.055 | 6.1992 | 6.3433 | 6.4875 | 6.6317 | 6.7758 | 6.92
Maintenance Costs (NZ$) | 0 | 3460 | 3604.1667 | 3748.3333 | 3892.5 | 4036.6667 | 4180.8333 | 4325 | 4469.1667 | 4613.3333 | 4757.5 | 4901.6667 | 5045.8333 | 5190 | 5334.1667 | 5478.3333 | 5622.5 | 5766.6667 | 5910.8333 | 6055 | 6199.1667 | 6343.3333 | 6487.5 | 6631.6667 | 6775.8333 | 6920
Fuel Costs (NZ$/kWh) | 0 | 0.1773 | 0.17829 | 0.17929 | 0.1803 | 0.18131 | 0.18232 | 0.18334 | 0.18437 | 0.1854 | 0.18644 | 0.18748 | 0.18853 | 0.18959 | 0.19065 | 0.19172 | 0.19279 | 0.19387 | 0.19496 | 0.19605 | 0.19715 | 0.19825 | 0.19936 | 0.20048 | 0.2016 | 0.20273
Fuel Cost Escalation |  | 0.00099288 | 0.00099844 | 0.001004 | 0.0010097 | 0.0010153 | 0.001021 | 0.0010267 | 0.0010325 | 0.0010382 | 0.0010441 | 0.0010499 | 0.0010558 | 0.0010617 | 0.0010676 | 0.0010736 | 0.0010796 | 0.0010857 | 0.0010918 | 0.0010979 | 0.001104 | 0.0011102 | 0.0011164 | 0.0011227 | 0.001129 | 0.0011353
Fuel Costs (NZ$/m2) | 0 | 0.63988 | 0.64346 | 0.64707 | 0.65069 | 0.65433 | 0.658 | 0.66168 | 0.66539 | 0.66911 | 0.67286 | 0.67663 | 0.68042 | 0.68423 | 0.68806 | 0.69191 | 0.69579 | 0.69969 | 0.7036 | 0.70754 | 0.71151 | 0.71549 | 0.7195 | 0.72353 | 0.72758 | 0.73165
Fuel Costs (NZ$) | 0 | 639.8797 | 643.463 | 647.0664 | 650.69 | 654.3339 | 657.9981 | 661.6829 | 665.3883 | 669.1145 | 672.8616 | 676.6296 | 680.4187 | 684.229 | 688.0607 | 691.9139 | 695.7886 | 699.685 | 703.6032 | 707.5434 | 711.5057 | 715.4901 | 719.4968 | 723.526 | 727.5778 | 731.6522
Total Costs (NZ$/m2) | 346 | 4.0999 | 4.2476 | 4.3954 | 4.5432 | 21.991 | 4.8388 | 4.9867 | 5.1346 | 5.2824 | 40.0304 | 5.5783 | 5.7263 | 5.8742 | 6.0222 | 231.0702 | 6.3183 | 6.4664 | 6.6144 | 6.7625 | 41.5107 | 7.0588 | 7.207 | 7.3552 | 7.5034 | 7.6517
Total Costs NZ$ | 346000 | 4099.8797 | 4247.6297 | 4395.3998 | 4543.19 | 21991.0005 | 4838.8315 | 4986.6829 | 5134.555 | 5282.4478 | 40030.3616 | 5578.2962 | 5726.252 | 5874.229 | 6022.2274 | 231070.2472 | 6318.2886 | 6466.3517 | 6614.4366 | 6762.5434 | 41510.6723 | 7058.8234 | 7206.9968 | 7355.1927 | 7503.4111 | 7651.6522
| 15 Years | 20 Years | 25 Years
NPV (NZ$/m2) | 0 Year 0: 341.1702; Project Specific Year 1: 424.2296; Project Specific Year 2: 487.6947
NPV NZ$ | 0 Year 0: 341170.2161; Project Specific Year 1: 424229.6456; Project Specific Year 2: 487694.6821
NPV Capital Costs NZ$ | 0 Year 0: 289258.8475; Project Specific Year 1: 358573.3855; Project Specific Year 2: 410060.2396
NPV Maintenance Costs NZ$ | 0 Year 0: 45037.6413; Project Specific Year 1: 57317.9941; Project Specific Year 2: 68116.1802
NPV Fuel Costs NZ$ | 0 Year 0: 6873.7273; Project Specific Year 1: 8338.2659; Project Specific Year 2: 9518.2623
NPV Residual Value NZ$ | 0 Year 0: 91537.5538; Project Specific Year 1: 130403.7611; Project Specific Year 2: 91957.2831
7. Individual Split AC Units | bar: 0 Year 0
Fuel Cost (NZ$/kWh) | 0 Year 0: 0.1773; Project Specific Year 1: Regional Fuel Costs
Fuel Cost Real Escalation Rate | 0 Year 0: 0.0056; Project Specific Year 1: Regional Fuel Costs
Heating Load (kWh/m2/year) | 0 Year 0: 12; Project Specific Year 1: Regional Energy Requirements
Heating Conversion Efficiency | 0 Year 0: 3.5; Project Specific Year 1: System Efficiencies
Heating Utilisation Efficiency | 0 Year 0: 0.93; Project Specific Year 1: System Efficiencies
Heating Overall Seasonal Efficiency | 0 Year 0: 3.255; Project Specific Year 1: System Efficiencies
Cooling Load (kWh/m2/year) | 0 Year 0: 0; Project Specific Year 1: Regional Energy Requirements
Cooling Conversion Efficiency | 0 Year 0: N/A; Project Specific Year 1: System Efficiencies
Cooling Utilisation Efficiency | 0 Year 0: 0.93; Project Specific Year 1: System Efficiencies
Cooling Overall Seasonal Efficiency | 0 Year 0: #VALUE!; Project Specific Year 1: System Efficiencies
Capital Cost (NZ$/m2) | 0 Year 0: 205; Project Specific Year 1: Capital Cost Structure
Plant Life (years) | 0 Year 0: 10; Project Specific Year 1: Capital Cost Structure
Discount Rate | 0 Year 0: 0.05; Project Specific Year 1: Project Specific
Fixed site specific infrastructure cost (NZ$) | 0 Year 0: 0; Project Specific Year 1: Project Specific
Cost Item | Year 0 | Year 1 | Year 2 | Year 3 | Year 4 | Year 5 | Year 6 | Year 7 | Year 8 | Year 9 | Year 10 | Year 11 | Year 12 | Year 13 | Year 14 | Year 15 | Year 16 | Year 17 | Year 18 | Year 19 | Year 20 | Year 21 | Year 22 | Year 23 | Year 24 | Year 25
Capital Cost (NZ$/m2) nett RUF | 0 Year 0: 205
Replacement Ref. | bar: Project Specific Year 10; Project Specific Year 20
Replacement Costs (NZ$/m2) | 0 Year 0: 0; Project Specific Year 10: 205; Project Specific Year 20: 205
Residual Value | 205 | 184.5 | 164 | 143.5 | 123 | 102.5 | 82 | 61.5 | 41 | 20.5 | 205 | 184.5 | 164 | 143.5 | 123 | 102.5 | 82 | 61.5 | 41 | 20.5 | 205 | 184.5 | 164 | 143.5 | 123 | 102.5
Total Capital Costs (NZ$/m2) | 205 | 0 | 0 | 0 | 0 | 0 | 0 | 0 | 0 | 0 | 205 | 0 | 0 | 0 | 0 | 0 | 0 | 0 | 0 | 0 | 205 | 0 | 0 | 0 | 0 | 0
Total Capital Costs (NZ$) | 205000 | 0 | 0 | 0 | 0 | 0 | 0 | 0 | 0 | 0 | 205000 | 0 | 0 | 0 | 0 | 0 | 0 | 0 | 0 | 0 | 205000 | 0 | 0 | 0 | 0 | 0
Linear Maintenance Cost Trajectory | 0 | 0.01 | 0.011111 | 0.012222 | 0.013333 | 0.014444 | 0.015556 | 0.016667 | 0.017778 | 0.018889 | 0.02 | 0.01 | 0.011111 | 0.012222 | 0.013333 | 0.014444 | 0.015556 | 0.016667 | 0.017778 | 0.018889 | 0.02 | 0.01 | 0.011111 | 0.012222 | 0.013333 | 0.014444
Maintenance Costs (NZ$/m2) | 0 | 2.05 | 2.2778 | 2.5056 | 2.7333 | 2.9611 | 3.1889 | 3.4167 | 3.6444 | 3.8722 | 4.1 | 2.05 | 2.2778 | 2.5056 | 2.7333 | 2.9611 | 3.1889 | 3.4167 | 3.6444 | 3.8722 | 4.1 | 2.05 | 2.2778 | 2.5056 | 2.7333 | 2.9611
Maintenance Costs (NZ$) | 0 | 2050 | 2277.7778 | 2505.5556 | 2733.3333 | 2961.1111 | 3188.8889 | 3416.6667 | 3644.4444 | 3872.2222 | 4100 | 2050 | 2277.7778 | 2505.5556 | 2733.3333 | 2961.1111 | 3188.8889 | 3416.6667 | 3644.4444 | 3872.2222 | 4100 | 2050 | 2277.7778 | 2505.5556 | 2733.3333 | 2961.1111
Fuel Costs (NZ$/kWh) | 0 | 0.1773 | 0.17829 | 0.17929 | 0.1803 | 0.18131 | 0.18232 | 0.18334 | 0.18437 | 0.1854 | 0.18644 | 0.18748 | 0.18853 | 0.18959 | 0.19065 | 0.19172 | 0.19279 | 0.19387 | 0.19496 | 0.19605 | 0.19715 | 0.19825 | 0.19936 | 0.20048 | 0.2016 | 0.20273
Fuel Cost Escalation |  | 0.00099288 | 0.00099844 | 0.001004 | 0.0010097 | 0.0010153 | 0.001021 | 0.0010267 | 0.0010325 | 0.0010382 | 0.0010441 | 0.0010499 | 0.0010558 | 0.0010617 | 0.0010676 | 0.0010736 | 0.0010796 | 0.0010857 | 0.0010918 | 0.0010979 | 0.001104 | 0.0011102 | 0.0011164 | 0.0011227 | 0.001129 | 0.0011353
Fuel Costs (NZ$/m2) | 0 | 0.65364 | 0.6573 | 0.66098 | 0.66468 | 0.66841 | 0.67215 | 0.67591 | 0.6797 | 0.6835 | 0.68733 | 0.69118 | 0.69505 | 0.69894 | 0.70286 | 0.70679 | 0.71075 | 0.71473 | 0.71873 | 0.72276 | 0.72681 | 0.73088 | 0.73497 | 0.73909 | 0.74322 | 0.74739
Fuel Costs (NZ$) | 0 | 653.6406 | 657.3009 | 660.9818 | 664.6833 | 668.4056 | 672.1486 | 675.9127 | 679.6978 | 683.5041 | 687.3317 | 691.1808 | 695.0514 | 698.9437 | 702.8577 | 706.7937 | 710.7518 | 714.732 | 718.7345 | 722.7594 | 726.8069 | 730.877 | 734.9699 | 739.0857 | 743.2246 | 747.3867
Total Costs (NZ$/m2) | 205 | 2.7036 | 2.9351 | 3.1665 | 3.398 | 3.6295 | 3.861 | 4.0926 | 4.3241 | 4.5557 | 209.7873 | 2.7412 | 2.9728 | 3.2045 | 3.4362 | 3.6679 | 3.8996 | 4.1314 | 4.3632 | 4.595 | 209.8268 | 2.7809 | 3.0127 | 3.2446 | 3.4766 | 3.7085
Total Costs NZ$ | 205000 | 2703.6406 | 2935.0787 | 3166.5374 | 3398.0167 | 3629.5167 | 3861.0375 | 4092.5793 | 4324.1422 | 4555.7263 | 209787.3317 | 2741.1808 | 2972.8291 | 3204.4992 | 3436.1911 | 3667.9049 | 3899.6407 | 4131.3987 | 4363.1789 | 4594.9816 | 209826.8069 | 2780.877 | 3012.7477 | 3244.6413 | 3476.5579 | 3708.4978
| 15 Years | 20 Years | 25 Years
NPV (NZ$/m2) | 0 Year 0: 318.2093; Project Specific Year 1: 376.5531; Project Specific Year 2: 428.8044
NPV NZ$ | 0 Year 0: 318209.2617; Project Specific Year 1: 376553.0541; Project Specific Year 2: 428804.4068
NPV Capital Costs NZ$ | 0 Year 0: 281547.9644; Project Specific Year 1: 330852.217; Project Specific Year 2: 377846.0269
NPV Maintenance Costs NZ$ | 0 Year 0: 29639.7479; Project Specific Year 1: 37183.2537; Project Specific Year 2: 41235.4238
NPV Fuel Costs NZ$ | 0 Year 0: 7021.5494; Project Specific Year 1: 8517.5835; Project Specific Year 2: 9722.9561
NPV Residual Value NZ$ | 0 Year 0: 49304.2526; Project Specific Year 1: 0; Project Specific Year 2: 30268.5341
8. Ground Source Hydronic Heat Pump & Underfloor Heating | bar: 0 Year 0
Fuel Cost (NZ$/kWh) | Project Specific Year 1: Regional Fuel Costs
Fuel Cost Real Escalation Rate | 0 Year 0: 0.0056; Project Specific Year 1: Regional Fuel Costs
Heating Load (kWh/m2/year) | 0 Year 0: 12; Project Specific Year 1: Regional Energy Requirements
Heating Conversion Efficiency | 0 Year 0: 3.5; Project Specific Year 1: System Efficiencies
Heating Utilisation Efficiency | 0 Year 0: 0.95; Project Specific Year 1: System Efficiencies
Heating Overall Seasonal Efficiency | 0 Year 0: 3.325; Project Specific Year 1: System Efficiencies
Cooling Load (kWh/m2/year) | 0 Year 0: 0; Project Specific Year 1: Regional Energy Requirements
Cooling Conversion Efficiency | 0 Year 0: N/A; Project Specific Year 1: System Efficiencies
Cooling Utilisation Efficiency | 0 Year 0: 0.95; Project Specific Year 1: System Efficiencies
Cooling Overall Seasonal Efficiency | 0 Year 0: #VALUE!; Project Specific Year 1: System Efficiencies
Capital Cost (NZ$/m2) | 0 Year 0: N/A; Project Specific Year 1: Capital Cost Structure
Plant Life (years) | 0 Year 0: 25; Project Specific Year 1: Capital Cost Structure; Project Specific Year 3: Underfloor heating; water piping & insulation
Discount Rate | 0 Year 0: 0.05; Project Specific Year 1: Project Specific
Fixed site specific infrastructure cost (NZ$) | 0 Year 0: 0; Project Specific Year 1: Project Specific
Cost Item | Year 0 | Year 1 | Year 2 | Year 3 | Year 4 | Year 5 | Year 6 | Year 7 | Year 8 | Year 9 | Year 10 | Year 11 | Year 12 | Year 13 | Year 14 | Year 15 | Year 16 | Year 17 | Year 18 | Year 19 | Year 20 | Year 21 | Year 22 | Year 23 | Year 24 | Year 25
Capital Cost (NZ$/m2) nett RUF | 0 Year 0: #VALUE!
Replacement Ref. | Project Specific Year 5: 8e; Project Specific Year 10: 8e; 8d; Project Specific Year 15: 8e; 8f; 8a; Project Specific Year 20: 8e; 8d
Replacement Costs (NZ$/m2) | 0 Year 0: 0; Project Specific Year 5: #VALUE!; Project Specific Year 10: #VALUE!; Project Specific Year 15: #VALUE!; Project Specific Year 20: #VALUE!
Residual Value | #VALUE! | #VALUE! | #VALUE! | #VALUE! | #VALUE! | #VALUE! | #VALUE! | #VALUE! | #VALUE! | #VALUE! | #VALUE! | #VALUE! | #VALUE! | #VALUE! | #VALUE! | #VALUE! | #VALUE! | #VALUE! | #VALUE! | #VALUE! | #VALUE! | #VALUE! | #VALUE! | #VALUE! | #VALUE! | #VALUE!
Total Capital Costs (NZ$/m2) | #VALUE! | 0 | 0 | 0 | 0 | #VALUE! | 0 | 0 | 0 | 0 | #VALUE! | 0 | 0 | 0 | 0 | #VALUE! | 0 | 0 | 0 | 0 | #VALUE! | 0 | 0 | 0 | 0 | 0
Total Capital Costs (NZ$) | #VALUE! | 0 | 0 | 0 | 0 | #VALUE! | 0 | 0 | 0 | 0 | #VALUE! | 0 | 0 | 0 | 0 | #VALUE! | 0 | 0 | 0 | 0 | #VALUE! | 0 | 0 | 0 | 0 | 0
Linear Maintenance Cost Trajectory | 0 | 0.01 | 0.010417 | 0.010833 | 0.01125 | 0.011667 | 0.012083 | 0.0125 | 0.012917 | 0.013333 | 0.01375 | 0.014167 | 0.014583 | 0.015 | 0.015417 | 0.015833 | 0.01625 | 0.016667 | 0.017083 | 0.0175 | 0.017917 | 0.018333 | 0.01875 | 0.019167 | 0.019583 | 0.02
Maintenance Costs (NZ$/m2) | #VALUE! | #VALUE! | #VALUE! | #VALUE! | #VALUE! | #VALUE! | #VALUE! | #VALUE! | #VALUE! | #VALUE! | #VALUE! | #VALUE! | #VALUE! | #VALUE! | #VALUE! | #VALUE! | #VALUE! | #VALUE! | #VALUE! | #VALUE! | #VALUE! | #VALUE! | #VALUE! | #VALUE! | #VALUE! | #VALUE!
Maintenance Costs (NZ$) | #VALUE! | #VALUE! | #VALUE! | #VALUE! | #VALUE! | #VALUE! | #VALUE! | #VALUE! | #VALUE! | #VALUE! | #VALUE! | #VALUE! | #VALUE! | #VALUE! | #VALUE! | #VALUE! | #VALUE! | #VALUE! | #VALUE! | #VALUE! | #VALUE! | #VALUE! | #VALUE! | #VALUE! | #VALUE! | #VALUE!
Fuel Costs (NZ$/kWh) | 0 |  | #VALUE! | #VALUE! | #VALUE! | #VALUE! | #VALUE! | #VALUE! | #VALUE! | #VALUE! | #VALUE! | #VALUE! | #VALUE! | #VALUE! | #VALUE! | #VALUE! | #VALUE! | #VALUE! | #VALUE! | #VALUE! | #VALUE! | #VALUE! | #VALUE! | #VALUE! | #VALUE! | #VALUE!
Fuel Cost Escalation |  | #VALUE! | #VALUE! | #VALUE! | #VALUE! | #VALUE! | #VALUE! | #VALUE! | #VALUE! | #VALUE! | #VALUE! | #VALUE! | #VALUE! | #VALUE! | #VALUE! | #VALUE! | #VALUE! | #VALUE! | #VALUE! | #VALUE! | #VALUE! | #VALUE! | #VALUE! | #VALUE! | #VALUE! | #VALUE!
Fuel Costs (NZ$/m2) | 0 | #VALUE! | #VALUE! | #VALUE! | #VALUE! | #VALUE! | #VALUE! | #VALUE! | #VALUE! | #VALUE! | #VALUE! | #VALUE! | #VALUE! | #VALUE! | #VALUE! | #VALUE! | #VALUE! | #VALUE! | #VALUE! | #VALUE! | #VALUE! | #VALUE! | #VALUE! | #VALUE! | #VALUE! | #VALUE!
Fuel Costs (NZ$) | 0 | #VALUE! | #VALUE! | #VALUE! | #VALUE! | #VALUE! | #VALUE! | #VALUE! | #VALUE! | #VALUE! | #VALUE! | #VALUE! | #VALUE! | #VALUE! | #VALUE! | #VALUE! | #VALUE! | #VALUE! | #VALUE! | #VALUE! | #VALUE! | #VALUE! | #VALUE! | #VALUE! | #VALUE! | #VALUE!
Total Costs (NZ$/m2) | #VALUE! | #VALUE! | #VALUE! | #VALUE! | #VALUE! | #VALUE! | #VALUE! | #VALUE! | #VALUE! | #VALUE! | #VALUE! | #VALUE! | #VALUE! | #VALUE! | #VALUE! | #VALUE! | #VALUE! | #VALUE! | #VALUE! | #VALUE! | #VALUE! | #VALUE! | #VALUE! | #VALUE! | #VALUE! | #VALUE!
Total Costs NZ$ | #VALUE! | #VALUE! | #VALUE! | #VALUE! | #VALUE! | #VALUE! | #VALUE! | #VALUE! | #VALUE! | #VALUE! | #VALUE! | #VALUE! | #VALUE! | #VALUE! | #VALUE! | #VALUE! | #VALUE! | #VALUE! | #VALUE! | #VALUE! | #VALUE! | #VALUE! | #VALUE! | #VALUE! | #VALUE! | #VALUE!
| 15 Years | 20 Years | 25 Years
NPV (NZ$/m2) | 0 Year 0: #VALUE!; Project Specific Year 1: #VALUE!; Project Specific Year 2: #VALUE!
NPV NZ$ | 0 Year 0: #VALUE!; Project Specific Year 1: #VALUE!; Project Specific Year 2: #VALUE!
NPV Capital Costs NZ$ | 0 Year 0: #VALUE!; Project Specific Year 1: #VALUE!; Project Specific Year 2: #VALUE!
NPV Maintenance Costs NZ$ | 0 Year 0: #VALUE!; Project Specific Year 1: #VALUE!; Project Specific Year 2: #VALUE!
NPV Fuel Costs NZ$ | 0 Year 0: #VALUE!; Project Specific Year 1: #VALUE!; Project Specific Year 2: #VALUE!
NPV Residual Value NZ$ | 0 Year 0: #VALUE!; Project Specific Year 1: #VALUE!; Project Specific Year 2: #VALUE!
9. Ground Source Hydronic Heat Pump & Low Temp' Radiators | bar: 0 Year 0
Fuel Cost (NZ$/kWh) | Project Specific Year 1: Regional Fuel Costs
Fuel Cost Real Escalation Rate | 0 Year 0: 0.0056; Project Specific Year 1: Regional Fuel Costs
Heating Load (kWh/m2/year) | 0 Year 0: 12; Project Specific Year 1: Regional Energy Requirements
Heating Conversion Efficiency | 0 Year 0: 3.5; Project Specific Year 1: System Efficiencies
Heating Utilisation Efficiency | 0 Year 0: 0.95; Project Specific Year 1: System Efficiencies
Heating Overall Seasonal Efficiency | 0 Year 0: 3.325; Project Specific Year 1: System Efficiencies
Cooling Load (kWh/m2/year) | 0 Year 0: 0; Project Specific Year 1: Regional Energy Requirements
Cooling Conversion Efficiency | 0 Year 0: N/A; Project Specific Year 1: System Efficiencies
Cooling Utilisation Efficiency | 0 Year 0: 0.95; Project Specific Year 1: System Efficiencies
Cooling Overall Seasonal Efficiency | 0 Year 0: #VALUE!; Project Specific Year 1: System Efficiencies
Capital Cost (NZ$/m2) | 0 Year 0: N/A; Project Specific Year 1: Capital Cost Structure
Plant Life (years) | 0 Year 0: 25; Project Specific Year 1: Capital Cost Structure; Project Specific Year 3: Low temp' radiators; water piping & insulation
Discount Rate | 0 Year 0: 0.05; Project Specific Year 1: Project Specific
Fixed site specific infrastructure cost (NZ$) | 0 Year 0: 0; Project Specific Year 1: Project Specific
Cost Item | Year 0 | Year 1 | Year 2 | Year 3 | Year 4 | Year 5 | Year 6 | Year 7 | Year 8 | Year 9 | Year 10 | Year 11 | Year 12 | Year 13 | Year 14 | Year 15 | Year 16 | Year 17 | Year 18 | Year 19 | Year 20 | Year 21 | Year 22 | Year 23 | Year 24 | Year 25
Capital Cost (NZ$/m2) nett RUF | 0 Year 0: #VALUE!
Replacement Ref. | Project Specific Year 5: 9e; Project Specific Year 10: 9e; 9d; Project Specific Year 15: 9e; 9f; 9a; Project Specific Year 20: 9e; 9d
Replacement Costs (NZ$/m2) | 0 Year 0: 0; Project Specific Year 5: #VALUE!; Project Specific Year 10: #VALUE!; Project Specific Year 15: #VALUE!; Project Specific Year 20: #VALUE!
Residual Value | #VALUE! | #VALUE! | #VALUE! | #VALUE! | #VALUE! | #VALUE! | #VALUE! | #VALUE! | #VALUE! | #VALUE! | #VALUE! | #VALUE! | #VALUE! | #VALUE! | #VALUE! | #VALUE! | #VALUE! | #VALUE! | #VALUE! | #VALUE! | #VALUE! | #VALUE! | #VALUE! | #VALUE! | #VALUE! | #VALUE!
Total Capital Costs (NZ$/m2) | #VALUE! | 0 | 0 | 0 | 0 | #VALUE! | 0 | 0 | 0 | 0 | #VALUE! | 0 | 0 | 0 | 0 | #VALUE! | 0 | 0 | 0 | 0 | #VALUE! | 0 | 0 | 0 | 0 | 0
Total Capital Costs (NZ$) | #VALUE! | 0 | 0 | 0 | 0 | #VALUE! | 0 | 0 | 0 | 0 | #VALUE! | 0 | 0 | 0 | 0 | #VALUE! | 0 | 0 | 0 | 0 | #VALUE! | 0 | 0 | 0 | 0 | 0
Linear Maintenance Cost Trajectory | 0 | 0.01 | 0.010417 | 0.010833 | 0.01125 | 0.011667 | 0.012083 | 0.0125 | 0.012917 | 0.013333 | 0.01375 | 0.014167 | 0.014583 | 0.015 | 0.015417 | 0.015833 | 0.01625 | 0.016667 | 0.017083 | 0.0175 | 0.017917 | 0.018333 | 0.01875 | 0.019167 | 0.019583 | 0.02
Maintenance Costs (NZ$/m2) | #VALUE! | #VALUE! | #VALUE! | #VALUE! | #VALUE! | #VALUE! | #VALUE! | #VALUE! | #VALUE! | #VALUE! | #VALUE! | #VALUE! | #VALUE! | #VALUE! | #VALUE! | #VALUE! | #VALUE! | #VALUE! | #VALUE! | #VALUE! | #VALUE! | #VALUE! | #VALUE! | #VALUE! | #VALUE! | #VALUE!
Maintenance Costs (NZ$) | #VALUE! | #VALUE! | #VALUE! | #VALUE! | #VALUE! | #VALUE! | #VALUE! | #VALUE! | #VALUE! | #VALUE! | #VALUE! | #VALUE! | #VALUE! | #VALUE! | #VALUE! | #VALUE! | #VALUE! | #VALUE! | #VALUE! | #VALUE! | #VALUE! | #VALUE! | #VALUE! | #VALUE! | #VALUE! | #VALUE!
Fuel Costs (NZ$/kWh) | 0 |  | #VALUE! | #VALUE! | #VALUE! | #VALUE! | #VALUE! | #VALUE! | #VALUE! | #VALUE! | #VALUE! | #VALUE! | #VALUE! | #VALUE! | #VALUE! | #VALUE! | #VALUE! | #VALUE! | #VALUE! | #VALUE! | #VALUE! | #VALUE! | #VALUE! | #VALUE! | #VALUE! | #VALUE!
Fuel Cost Escalation |  | #VALUE! | #VALUE! | #VALUE! | #VALUE! | #VALUE! | #VALUE! | #VALUE! | #VALUE! | #VALUE! | #VALUE! | #VALUE! | #VALUE! | #VALUE! | #VALUE! | #VALUE! | #VALUE! | #VALUE! | #VALUE! | #VALUE! | #VALUE! | #VALUE! | #VALUE! | #VALUE! | #VALUE! | #VALUE!
Fuel Costs (NZ$/m2) | 0 | #VALUE! | #VALUE! | #VALUE! | #VALUE! | #VALUE! | #VALUE! | #VALUE! | #VALUE! | #VALUE! | #VALUE! | #VALUE! | #VALUE! | #VALUE! | #VALUE! | #VALUE! | #VALUE! | #VALUE! | #VALUE! | #VALUE! | #VALUE! | #VALUE! | #VALUE! | #VALUE! | #VALUE! | #VALUE!
Fuel Costs (NZ$) | 0 | #VALUE! | #VALUE! | #VALUE! | #VALUE! | #VALUE! | #VALUE! | #VALUE! | #VALUE! | #VALUE! | #VALUE! | #VALUE! | #VALUE! | #VALUE! | #VALUE! | #VALUE! | #VALUE! | #VALUE! | #VALUE! | #VALUE! | #VALUE! | #VALUE! | #VALUE! | #VALUE! | #VALUE! | #VALUE!
Total Costs (NZ$/m2) | #VALUE! | #VALUE! | #VALUE! | #VALUE! | #VALUE! | #VALUE! | #VALUE! | #VALUE! | #VALUE! | #VALUE! | #VALUE! | #VALUE! | #VALUE! | #VALUE! | #VALUE! | #VALUE! | #VALUE! | #VALUE! | #VALUE! | #VALUE! | #VALUE! | #VALUE! | #VALUE! | #VALUE! | #VALUE! | #VALUE!
Total Costs NZ$ | #VALUE! | #VALUE! | #VALUE! | #VALUE! | #VALUE! | #VALUE! | #VALUE! | #VALUE! | #VALUE! | #VALUE! | #VALUE! | #VALUE! | #VALUE! | #VALUE! | #VALUE! | #VALUE! | #VALUE! | #VALUE! | #VALUE! | #VALUE! | #VALUE! | #VALUE! | #VALUE! | #VALUE! | #VALUE! | #VALUE!
| 15 Years | 20 Years | 25 Years
NPV (NZ$/m2) | 0 Year 0: #VALUE!; Project Specific Year 1: #VALUE!; Project Specific Year 2: #VALUE!
NPV NZ$ | 0 Year 0: #VALUE!; Project Specific Year 1: #VALUE!; Project Specific Year 2: #VALUE!
NPV Capital Costs NZ$ | 0 Year 0: #VALUE!; Project Specific Year 1: #VALUE!; Project Specific Year 2: #VALUE!
NPV Maintenance Costs NZ$ | 0 Year 0: #VALUE!; Project Specific Year 1: #VALUE!; Project Specific Year 2: #VALUE!
NPV Fuel Costs NZ$ | 0 Year 0: #VALUE!; Project Specific Year 1: #VALUE!; Project Specific Year 2: #VALUE!
NPV Residual Value NZ$ | 0 Year 0: #VALUE!; Project Specific Year 1: #VALUE!; Project Specific Year 2: #VALUE!
10. Ground Source Hydronic Heat Pump & Fan Coil Units | bar: 0 Year 0
Fuel Cost (NZ$/kWh) | Project Specific Year 1: Regional Fuel Costs
Fuel Cost Real Escalation Rate | 0 Year 0: 0.0056; Project Specific Year 1: Regional Fuel Costs
Heating Load (kWh/m2/year) | 0 Year 0: 12; Project Specific Year 1: Regional Energy Requirements
Heating Conversion Efficiency | 0 Year 0: 3.5; Project Specific Year 1: System Efficiencies
Heating Utilisation Efficiency | 0 Year 0: 0.95; Project Specific Year 1: System Efficiencies
Heating Overall Seasonal Efficiency | 0 Year 0: 3.325; Project Specific Year 1: System Efficiencies
Cooling Load (kWh/m2/year) | 0 Year 0: 0; Project Specific Year 1: Regional Energy Requirements
Cooling Conversion Efficiency | 0 Year 0: N/A; Project Specific Year 1: System Efficiencies
Cooling Utilisation Efficiency | 0 Year 0: 0.95; Project Specific Year 1: System Efficiencies
Cooling Overall Seasonal Efficiency | 0 Year 0: #VALUE!; Project Specific Year 1: System Efficiencies
Capital Cost (NZ$/m2) | 0 Year 0: N/A; Project Specific Year 1: Capital Cost Structure
Plant Life (years) | 0 Year 0: 25; Project Specific Year 1: Capital Cost Structure; Project Specific Year 3: Water piping & insulation
Discount Rate | 0 Year 0: 0.05; Project Specific Year 1: Project Specific
Fixed site specific infrastructure cost (NZ$) | 0 Year 0: 0; Project Specific Year 1: Project Specific
Cost Item | Year 0 | Year 1 | Year 2 | Year 3 | Year 4 | Year 5 | Year 6 | Year 7 | Year 8 | Year 9 | Year 10 | Year 11 | Year 12 | Year 13 | Year 14 | Year 15 | Year 16 | Year 17 | Year 18 | Year 19 | Year 20 | Year 21 | Year 22 | Year 23 | Year 24 | Year 25
Capital Cost (NZ$/m2) nett RUF | 0 Year 0: #VALUE!
Replacement Ref. | Project Specific Year 5: 10e; Project Specific Year 10: 10e; 10d; Project Specific Year 15: 10e; 10f; 10a; 10b; Project Specific Year 20: 15e; 15d
Replacement Costs (NZ$/m2) | 0 Year 0: 0; Project Specific Year 5: #VALUE!; Project Specific Year 10: #VALUE!; Project Specific Year 15: #VALUE!; Project Specific Year 20: #VALUE!
Residual Value | #VALUE! | #VALUE! | #VALUE! | #VALUE! | #VALUE! | #VALUE! | #VALUE! | #VALUE! | #VALUE! | #VALUE! | #VALUE! | #VALUE! | #VALUE! | #VALUE! | #VALUE! | #VALUE! | #VALUE! | #VALUE! | #VALUE! | #VALUE! | #VALUE! | #VALUE! | #VALUE! | #VALUE! | #VALUE! | #VALUE!
Total Capital Costs (NZ$/m2) | #VALUE! | 0 | 0 | 0 | 0 | #VALUE! | 0 | 0 | 0 | 0 | #VALUE! | 0 | 0 | 0 | 0 | #VALUE! | 0 | 0 | 0 | 0 | #VALUE! | 0 | 0 | 0 | 0 | 0
Total Capital Costs (NZ$) | #VALUE! | 0 | 0 | 0 | 0 | #VALUE! | 0 | 0 | 0 | 0 | #VALUE! | 0 | 0 | 0 | 0 | #VALUE! | 0 | 0 | 0 | 0 | #VALUE! | 0 | 0 | 0 | 0 | 0
Linear Maintenance Cost Trajectory | 0 | 0.01 | 0.010417 | 0.010833 | 0.01125 | 0.011667 | 0.012083 | 0.0125 | 0.012917 | 0.013333 | 0.01375 | 0.014167 | 0.014583 | 0.015 | 0.015417 | 0.015833 | 0.01625 | 0.016667 | 0.017083 | 0.0175 | 0.017917 | 0.018333 | 0.01875 | 0.019167 | 0.019583 | 0.02
Maintenance Costs (NZ$/m2) | #VALUE! | #VALUE! | #VALUE! | #VALUE! | #VALUE! | #VALUE! | #VALUE! | #VALUE! | #VALUE! | #VALUE! | #VALUE! | #VALUE! | #VALUE! | #VALUE! | #VALUE! | #VALUE! | #VALUE! | #VALUE! | #VALUE! | #VALUE! | #VALUE! | #VALUE! | #VALUE! | #VALUE! | #VALUE! | #VALUE!
Maintenance Costs (NZ$) | #VALUE! | #VALUE! | #VALUE! | #VALUE! | #VALUE! | #VALUE! | #VALUE! | #VALUE! | #VALUE! | #VALUE! | #VALUE! | #VALUE! | #VALUE! | #VALUE! | #VALUE! | #VALUE! | #VALUE! | #VALUE! | #VALUE! | #VALUE! | #VALUE! | #VALUE! | #VALUE! | #VALUE! | #VALUE! | #VALUE!
Fuel Costs (NZ$/kWh) | 0 |  | #VALUE! | #VALUE! | #VALUE! | #VALUE! | #VALUE! | #VALUE! | #VALUE! | #VALUE! | #VALUE! | #VALUE! | #VALUE! | #VALUE! | #VALUE! | #VALUE! | #VALUE! | #VALUE! | #VALUE! | #VALUE! | #VALUE! | #VALUE! | #VALUE! | #VALUE! | #VALUE! | #VALUE!
Fuel Cost Escalation |  | #VALUE! | #VALUE! | #VALUE! | #VALUE! | #VALUE! | #VALUE! | #VALUE! | #VALUE! | #VALUE! | #VALUE! | #VALUE! | #VALUE! | #VALUE! | #VALUE! | #VALUE! | #VALUE! | #VALUE! | #VALUE! | #VALUE! | #VALUE! | #VALUE! | #VALUE! | #VALUE! | #VALUE! | #VALUE!
Fuel Costs (NZ$/m2) | 0 | #VALUE! | #VALUE! | #VALUE! | #VALUE! | #VALUE! | #VALUE! | #VALUE! | #VALUE! | #VALUE! | #VALUE! | #VALUE! | #VALUE! | #VALUE! | #VALUE! | #VALUE! | #VALUE! | #VALUE! | #VALUE! | #VALUE! | #VALUE! | #VALUE! | #VALUE! | #VALUE! | #VALUE! | #VALUE!
Fuel Costs (NZ$) | 0 | #VALUE! | #VALUE! | #VALUE! | #VALUE! | #VALUE! | #VALUE! | #VALUE! | #VALUE! | #VALUE! | #VALUE! | #VALUE! | #VALUE! | #VALUE! | #VALUE! | #VALUE! | #VALUE! | #VALUE! | #VALUE! | #VALUE! | #VALUE! | #VALUE! | #VALUE! | #VALUE! | #VALUE! | #VALUE!
Total Costs (NZ$/m2) | #VALUE! | #VALUE! | #VALUE! | #VALUE! | #VALUE! | #VALUE! | #VALUE! | #VALUE! | #VALUE! | #VALUE! | #VALUE! | #VALUE! | #VALUE! | #VALUE! | #VALUE! | #VALUE! | #VALUE! | #VALUE! | #VALUE! | #VALUE! | #VALUE! | #VALUE! | #VALUE! | #VALUE! | #VALUE! | #VALUE!
Total Costs NZ$ | #VALUE! | #VALUE! | #VALUE! | #VALUE! | #VALUE! | #VALUE! | #VALUE! | #VALUE! | #VALUE! | #VALUE! | #VALUE! | #VALUE! | #VALUE! | #VALUE! | #VALUE! | #VALUE! | #VALUE! | #VALUE! | #VALUE! | #VALUE! | #VALUE! | #VALUE! | #VALUE! | #VALUE! | #VALUE! | #VALUE!
| 15 Years | 20 Years | 25 Years
NPV (NZ$/m2) | 0 Year 0: #VALUE!; Project Specific Year 1: #VALUE!; Project Specific Year 2: #VALUE!
NPV NZ$ | 0 Year 0: #VALUE!; Project Specific Year 1: #VALUE!; Project Specific Year 2: #VALUE!
NPV Capital Costs NZ$ | 0 Year 0: #VALUE!; Project Specific Year 1: #VALUE!; Project Specific Year 2: #VALUE!
NPV Maintenance Costs NZ$ | 0 Year 0: #VALUE!; Project Specific Year 1: #VALUE!; Project Specific Year 2: #VALUE!
NPV Fuel Costs NZ$ | 0 Year 0: #VALUE!; Project Specific Year 1: #VALUE!; Project Specific Year 2: #VALUE!
NPV Residual Value NZ$ | 0 Year 0: #VALUE!; Project Specific Year 1: #VALUE!; Project Specific Year 2: #VALUE!
11. Rooftop Packaged Units & Ducted Air System | bar: 0 Year 0
Fuel Cost (NZ$/kWh) | Project Specific Year 1: Regional Fuel Costs
Fuel Cost Real Escalation Rate | 0 Year 0: 0.0056; Project Specific Year 1: Regional Fuel Costs
Heating Load (kWh/m2/year) | 0 Year 0: 12; Project Specific Year 1: Regional Energy Requirements
Heating Conversion Efficiency | 0 Year 0: 3.5; Project Specific Year 1: System Efficiencies
Heating Utilisation Efficiency | 0 Year 0: 0.9; Project Specific Year 1: System Efficiencies
Heating Overall Seasonal Efficiency | 0 Year 0: 3.15; Project Specific Year 1: System Efficiencies
Cooling Load (kWh/m2/year) | 0 Year 0: 0; Project Specific Year 1: Regional Energy Requirements
Cooling Conversion Efficiency | 0 Year 0: N/A; Project Specific Year 1: System Efficiencies
Cooling Utilisation Efficiency | 0 Year 0: 0.9; Project Specific Year 1: System Efficiencies
Cooling Overall Seasonal Efficiency | 0 Year 0: #VALUE!; Project Specific Year 1: System Efficiencies
Capital Cost (NZ$/m2) | 0 Year 0: N/A; Project Specific Year 1: Capital Cost Structure
Plant Life (years) | 0 Year 0: 25; Project Specific Year 1: Capital Cost Structure; Project Specific Year 3: Ductwork, grilles, diffusers & dampers
Discount Rate | 0 Year 0: 0.05; Project Specific Year 1: Project Specific
Fixed site specific infrastructure cost (NZ$) | 0 Year 0: 0; Project Specific Year 1: Project Specific
Cost Item | Year 0 | Year 1 | Year 2 | Year 3 | Year 4 | Year 5 | Year 6 | Year 7 | Year 8 | Year 9 | Year 10 | Year 11 | Year 12 | Year 13 | Year 14 | Year 15 | Year 16 | Year 17 | Year 18 | Year 19 | Year 20 | Year 21 | Year 22 | Year 23 | Year 24 | Year 25
Capital Cost (NZ$/m2) nett RUF | 0 Year 0: #VALUE!
Replacement Ref. | Project Specific Year 5: 11d; Project Specific Year 10: 11d; 11c; Project Specific Year 15: 11d; 11a; Project Specific Year 20: 11d; 11e; 11c
Replacement Costs (NZ$/m2) | 0 Year 0: 0; Project Specific Year 5: #VALUE!; Project Specific Year 10: #VALUE!; Project Specific Year 15: #VALUE!; Project Specific Year 20: #VALUE!
Residual Value | #VALUE! | #VALUE! | #VALUE! | #VALUE! | #VALUE! | #VALUE! | #VALUE! | #VALUE! | #VALUE! | #VALUE! | #VALUE! | #VALUE! | #VALUE! | #VALUE! | #VALUE! | #VALUE! | #VALUE! | #VALUE! | #VALUE! | #VALUE! | #VALUE! | #VALUE! | #VALUE! | #VALUE! | #VALUE! | #VALUE!
Total Capital Costs (NZ$/m2) | #VALUE! | 0 | 0 | 0 | 0 | #VALUE! | 0 | 0 | 0 | 0 | #VALUE! | 0 | 0 | 0 | 0 | #VALUE! | 0 | 0 | 0 | 0 | #VALUE! | 0 | 0 | 0 | 0 | 0
Total Capital Costs (NZ$) | #VALUE! | 0 | 0 | 0 | 0 | #VALUE! | 0 | 0 | 0 | 0 | #VALUE! | 0 | 0 | 0 | 0 | #VALUE! | 0 | 0 | 0 | 0 | #VALUE! | 0 | 0 | 0 | 0 | 0
Linear Maintenance Cost Trajectory | 0 | 0.01 | 0.010417 | 0.010833 | 0.01125 | 0.011667 | 0.012083 | 0.0125 | 0.012917 | 0.013333 | 0.01375 | 0.014167 | 0.014583 | 0.015 | 0.015417 | 0.015833 | 0.01625 | 0.016667 | 0.017083 | 0.0175 | 0.017917 | 0.018333 | 0.01875 | 0.019167 | 0.019583 | 0.02
Maintenance Costs (NZ$/m2) | #VALUE! | #VALUE! | #VALUE! | #VALUE! | #VALUE! | #VALUE! | #VALUE! | #VALUE! | #VALUE! | #VALUE! | #VALUE! | #VALUE! | #VALUE! | #VALUE! | #VALUE! | #VALUE! | #VALUE! | #VALUE! | #VALUE! | #VALUE! | #VALUE! | #VALUE! | #VALUE! | #VALUE! | #VALUE! | #VALUE!
Maintenance Costs (NZ$) | #VALUE! | #VALUE! | #VALUE! | #VALUE! | #VALUE! | #VALUE! | #VALUE! | #VALUE! | #VALUE! | #VALUE! | #VALUE! | #VALUE! | #VALUE! | #VALUE! | #VALUE! | #VALUE! | #VALUE! | #VALUE! | #VALUE! | #VALUE! | #VALUE! | #VALUE! | #VALUE! | #VALUE! | #VALUE! | #VALUE!
Fuel Costs (NZ$/kWh) | 0 |  | #VALUE! | #VALUE! | #VALUE! | #VALUE! | #VALUE! | #VALUE! | #VALUE! | #VALUE! | #VALUE! | #VALUE! | #VALUE! | #VALUE! | #VALUE! | #VALUE! | #VALUE! | #VALUE! | #VALUE! | #VALUE! | #VALUE! | #VALUE! | #VALUE! | #VALUE! | #VALUE! | #VALUE!
Fuel Cost Escalation |  | #VALUE! | #VALUE! | #VALUE! | #VALUE! | #VALUE! | #VALUE! | #VALUE! | #VALUE! | #VALUE! | #VALUE! | #VALUE! | #VALUE! | #VALUE! | #VALUE! | #VALUE! | #VALUE! | #VALUE! | #VALUE! | #VALUE! | #VALUE! | #VALUE! | #VALUE! | #VALUE! | #VALUE! | #VALUE!
Fuel Costs (NZ$/m2) | 0 | #VALUE! | #VALUE! | #VALUE! | #VALUE! | #VALUE! | #VALUE! | #VALUE! | #VALUE! | #VALUE! | #VALUE! | #VALUE! | #VALUE! | #VALUE! | #VALUE! | #VALUE! | #VALUE! | #VALUE! | #VALUE! | #VALUE! | #VALUE! | #VALUE! | #VALUE! | #VALUE! | #VALUE! | #VALUE!
Fuel Costs (NZ$) | 0 | #VALUE! | #VALUE! | #VALUE! | #VALUE! | #VALUE! | #VALUE! | #VALUE! | #VALUE! | #VALUE! | #VALUE! | #VALUE! | #VALUE! | #VALUE! | #VALUE! | #VALUE! | #VALUE! | #VALUE! | #VALUE! | #VALUE! | #VALUE! | #VALUE! | #VALUE! | #VALUE! | #VALUE! | #VALUE!
Total Costs (NZ$/m2) | #VALUE! | #VALUE! | #VALUE! | #VALUE! | #VALUE! | #VALUE! | #VALUE! | #VALUE! | #VALUE! | #VALUE! | #VALUE! | #VALUE! | #VALUE! | #VALUE! | #VALUE! | #VALUE! | #VALUE! | #VALUE! | #VALUE! | #VALUE! | #VALUE! | #VALUE! | #VALUE! | #VALUE! | #VALUE! | #VALUE!
Total Costs NZ$ | #VALUE! | #VALUE! | #VALUE! | #VALUE! | #VALUE! | #VALUE! | #VALUE! | #VALUE! | #VALUE! | #VALUE! | #VALUE! | #VALUE! | #VALUE! | #VALUE! | #VALUE! | #VALUE! | #VALUE! | #VALUE! | #VALUE! | #VALUE! | #VALUE! | #VALUE! | #VALUE! | #VALUE! | #VALUE! | #VALUE!
| 15 Years | 20 Years | 25 Years
NPV (NZ$/m2) | 0 Year 0: #VALUE!; Project Specific Year 1: #VALUE!; Project Specific Year 2: #VALUE!
NPV NZ$ | 0 Year 0: #VALUE!; Project Specific Year 1: #VALUE!; Project Specific Year 2: #VALUE!
NPV Capital Costs NZ$ | 0 Year 0: #VALUE!; Project Specific Year 1: #VALUE!; Project Specific Year 2: #VALUE!
NPV Maintenance Costs NZ$ | 0 Year 0: #VALUE!; Project Specific Year 1: #VALUE!; Project Specific Year 2: #VALUE!
NPV Fuel Costs NZ$ | 0 Year 0: #VALUE!; Project Specific Year 1: #VALUE!; Project Specific Year 2: #VALUE!
NPV Residual Value NZ$ | 0 Year 0: #VALUE!; Project Specific Year 1: #VALUE!; Project Specific Year 2: #VALUE!
12. VRF Multi-Split System | bar: 0 Year 0
Fuel Cost (NZ$/kWh) | 0 Year 0: 0.1773; Project Specific Year 1: Regional Fuel Costs
Fuel Cost Real Escalation Rate | 0 Year 0: 0.0056; Project Specific Year 1: Regional Fuel Costs
Heating Load (kWh/m2/year) | 0 Year 0: 12; Project Specific Year 1: Regional Energy Requirements
Heating Conversion Efficiency | 0 Year 0: 3.5; Project Specific Year 1: System Efficiencies
Heating Utilisation Efficiency | 0 Year 0: 0.95; Project Specific Year 1: System Efficiencies
Heating Overall Seasonal Efficiency | 0 Year 0: 3.325; Project Specific Year 1: System Efficiencies
Cooling Load (kWh/m2/year) | 0 Year 0: N/A; Project Specific Year 1: Regional Energy Requirements
Cooling Conversion Efficiency | 0 Year 0: N/A; Project Specific Year 1: System Efficiencies
Cooling Utilisation Efficiency | 0 Year 0: 0.95; Project Specific Year 1: System Efficiencies
Cooling Overall Seasonal Efficiency | 0 Year 0: #VALUE!; Project Specific Year 1: System Efficiencies
Capital Cost (NZ$/m2) | 0 Year 0: 282; Project Specific Year 1: Capital Cost Structure
Plant Life (years) | 0 Year 0: 15; Project Specific Year 1: Capital Cost Structure
Discount Rate | 0 Year 0: 0.05; Project Specific Year 1: Project Specific
Fixed site specific infrastructure cost (NZ$) | 0 Year 0: 0; Project Specific Year 1: Project Specific
Cost Item | Year 0 | Year 1 | Year 2 | Year 3 | Year 4 | Year 5 | Year 6 | Year 7 | Year 8 | Year 9 | Year 10 | Year 11 | Year 12 | Year 13 | Year 14 | Year 15 | Year 16 | Year 17 | Year 18 | Year 19 | Year 20 | Year 21 | Year 22 | Year 23 | Year 24 | Year 25
Capital Cost (NZ$/m2) nett RUF | 0 Year 0: 282
Replacement Ref. | Project Specific Year 15: 12.
Replacement Costs (NZ$/m2) | 0 Year 0: 0; Project Specific Year 15: 282
Residual Value | 282 | 263.2 | 244.4 | 225.6 | 206.8 | 188 | 169.2 | 150.4 | 131.6 | 112.8 | 94 | 75.2 | 56.4 | 37.6 | 18.8 | 282 | 263.2 | 244.4 | 225.6 | 206.8 | 188 | 169.2 | 150.4 | 131.6 | 112.8 | 94
Total Capital Costs (NZ$/m2) | 282 | 0 | 0 | 0 | 0 | 0 | 0 | 0 | 0 | 0 | 0 | 0 | 0 | 0 | 0 | 282 | 0 | 0 | 0 | 0 | 0 | 0 | 0 | 0 | 0 | 0
Total Capital Costs (NZ$) | 282000 | 0 | 0 | 0 | 0 | 0 | 0 | 0 | 0 | 0 | 0 | 0 | 0 | 0 | 0 | 282000 | 0 | 0 | 0 | 0 | 0 | 0 | 0 | 0 | 0 | 0
Linear Maintenance Cost Trajectory | 0 | 0.01 | 0.010714 | 0.011429 | 0.012143 | 0.012857 | 0.013571 | 0.014286 | 0.015 | 0.015714 | 0.016429 | 0.017143 | 0.017857 | 0.018571 | 0.019286 | 0.02 | 0.01 | 0.010714 | 0.011429 | 0.012143 | 0.012857 | 0.013571 | 0.014286 | 0.015 | 0.015714 | 0.016429
Maintenance Costs (NZ$/m2) | 0 | 2.82 | 3.0214 | 3.2229 | 3.4243 | 3.6257 | 3.8271 | 4.0286 | 4.23 | 4.4314 | 4.6329 | 4.8343 | 5.0357 | 5.2371 | 5.4386 | 5.64 | 2.82 | 3.0214 | 3.2229 | 3.4243 | 3.6257 | 3.8271 | 4.0286 | 4.23 | 4.4314 | 4.6329
Maintenance Costs (NZ$) | 0 | 2820 | 3021.4286 | 3222.8571 | 3424.2857 | 3625.7143 | 3827.1429 | 4028.5714 | 4230 | 4431.4286 | 4632.8571 | 4834.2857 | 5035.7143 | 5237.1429 | 5438.5714 | 5640 | 2820 | 3021.4286 | 3222.8571 | 3424.2857 | 3625.7143 | 3827.1429 | 4028.5714 | 4230 | 4431.4286 | 4632.8571
Fuel Costs (NZ$/kWh) | 0 | 0.1773 | 0.17829 | 0.17929 | 0.1803 | 0.18131 | 0.18232 | 0.18334 | 0.18437 | 0.1854 | 0.18644 | 0.18748 | 0.18853 | 0.18959 | 0.19065 | 0.19172 | 0.19279 | 0.19387 | 0.19496 | 0.19605 | 0.19715 | 0.19825 | 0.19936 | 0.20048 | 0.2016 | 0.20273
Fuel Cost Escalation |  | 0.00099288 | 0.00099844 | 0.001004 | 0.0010097 | 0.0010153 | 0.001021 | 0.0010267 | 0.0010325 | 0.0010382 | 0.0010441 | 0.0010499 | 0.0010558 | 0.0010617 | 0.0010676 | 0.0010736 | 0.0010796 | 0.0010857 | 0.0010918 | 0.0010979 | 0.001104 | 0.0011102 | 0.0011164 | 0.0011227 | 0.001129 | 0.0011353
Fuel Costs (NZ$/m2) | 0 | 0.63988 | 0.64346 | 0.64707 | 0.65069 | 0.65433 | 0.658 | 0.66168 | 0.66539 | 0.66911 | 0.67286 | 0.67663 | 0.68042 | 0.68423 | 0.68806 | 0.69191 | 0.69579 | 0.69969 | 0.7036 | 0.70754 | 0.71151 | 0.71549 | 0.7195 | 0.72353 | 0.72758 | 0.73165
Fuel Costs (NZ$) | 0 | 639.8797 | 643.463 | 647.0664 | 650.69 | 654.3339 | 657.9981 | 661.6829 | 665.3883 | 669.1145 | 672.8616 | 676.6296 | 680.4187 | 684.229 | 688.0607 | 691.9139 | 695.7886 | 699.685 | 703.6032 | 707.5434 | 711.5057 | 715.4901 | 719.4968 | 723.526 | 727.5778 | 731.6522
Total Costs (NZ$/m2) | 282 | 3.4599 | 3.6649 | 3.8699 | 4.075 | 4.28 | 4.4851 | 4.6903 | 4.8954 | 5.1005 | 5.3057 | 5.5109 | 5.7161 | 5.9214 | 6.1266 | 288.3319 | 3.5158 | 3.7211 | 3.9265 | 4.1318 | 4.3372 | 4.5426 | 4.7481 | 4.9535 | 5.159 | 5.3645
Total Costs NZ$ | 282000 | 3459.8797 | 3664.8916 | 3869.9236 | 4074.9757 | 4280.0481 | 4485.141 | 4690.2543 | 4895.3883 | 5100.5431 | 5305.7187 | 5510.9153 | 5716.133 | 5921.3719 | 6126.6322 | 288331.9139 | 3515.7886 | 3721.1136 | 3926.4604 | 4131.8291 | 4337.2199 | 4542.633 | 4748.0683 | 4953.526 | 5159.0063 | 5364.5093
| 15 Years | 20 Years | 25 Years
NPV (NZ$/m2) | 0 Year 0: 330.8924; Project Specific Year 1: 403.8194; Project Specific Year 2: 454.9664
NPV NZ$ | 0 Year 0: 330892.3807; Project Specific Year 1: 403819.3954; Project Specific Year 2: 454966.3503
NPV Capital Costs NZ$ | 0 Year 0: 282000; Project Specific Year 1: 346791.5989; Project Specific Year 2: 389888.3611
NPV Maintenance Costs NZ$ | 0 Year 0: 42018.6534; Project Specific Year 1: 48689.5306; Project Specific Year 2: 55559.7269
NPV Fuel Costs NZ$ | 0 Year 0: 6873.7273; Project Specific Year 1: 8338.2659; Project Specific Year 2: 9518.2623
NPV Residual Value NZ$ | 0 Year 0: -5.4685e-11; Project Specific Year 1: 70855.2228; Project Specific Year 2: 27758.4605
13. Hybrid VRF Multi-Split System | bar: 0 Year 0
Fuel Cost (NZ$/kWh) | 0 Year 0: 0.1773; Project Specific Year 1: Regional Fuel Costs
Fuel Cost Real Escalation Rate | 0 Year 0: 0.0056; Project Specific Year 1: Regional Fuel Costs
Heating Load (kWh/m2/year) | 0 Year 0: 12; Project Specific Year 1: Regional Energy Requirements
Heating Conversion Efficiency | 0 Year 0: 3.5; Project Specific Year 1: System Efficiencies
Heating Utilisation Efficiency | 0 Year 0: 0.95; Project Specific Year 1: System Efficiencies
Heating Overall Seasonal Efficiency | 0 Year 0: 3.325; Project Specific Year 1: System Efficiencies
Cooling Load (kWh/m2/year) | 0 Year 0: 0; Project Specific Year 1: Regional Energy Requirements
Cooling Conversion Efficiency | 0 Year 0: N/A; Project Specific Year 1: System Efficiencies
Cooling Utilisation Efficiency | 0 Year 0: 0.95; Project Specific Year 1: System Efficiencies
Cooling Overall Seasonal Efficiency | 0 Year 0: #VALUE!; Project Specific Year 1: System Efficiencies
Capital Cost (NZ$/m2) | 0 Year 0: 366; Project Specific Year 1: Capital Cost Structure
Plant Life (years) | 0 Year 0: 15; Project Specific Year 1: Capital Cost Structure
Discount Rate | 0 Year 0: 0.05; Project Specific Year 1: Project Specific
Fixed site specific infrastructure cost (NZ$) | 0 Year 0: 0; Project Specific Year 1: Project Specific
Cost Item | Year 0 | Year 1 | Year 2 | Year 3 | Year 4 | Year 5 | Year 6 | Year 7 | Year 8 | Year 9 | Year 10 | Year 11 | Year 12 | Year 13 | Year 14 | Year 15 | Year 16 | Year 17 | Year 18 | Year 19 | Year 20 | Year 21 | Year 22 | Year 23 | Year 24 | Year 25
Capital Cost (NZ$/m2) nett RUF | 0 Year 0: 366
Replacement Ref. | Project Specific Year 15: 13.
Replacement Costs (NZ$/m2) | 0 Year 0: 0; Project Specific Year 15: 366
Residual Value | 366 | 341.6 | 317.2 | 292.8 | 268.4 | 244 | 219.6 | 195.2 | 170.8 | 146.4 | 122 | 97.6 | 73.2 | 48.8 | 24.4 | 366 | 341.6 | 317.2 | 292.8 | 268.4 | 244 | 219.6 | 195.2 | 170.8 | 146.4 | 122
Total Capital Costs (NZ$/m2) | 366 | 0 | 0 | 0 | 0 | 0 | 0 | 0 | 0 | 0 | 0 | 0 | 0 | 0 | 0 | 366 | 0 | 0 | 0 | 0 | 0 | 0 | 0 | 0 | 0 | 0
Total Capital Costs (NZ$) | 366000 | 0 | 0 | 0 | 0 | 0 | 0 | 0 | 0 | 0 | 0 | 0 | 0 | 0 | 0 | 366000 | 0 | 0 | 0 | 0 | 0 | 0 | 0 | 0 | 0 | 0
Linear Maintenance Cost Trajectory | 0 | 0.01 | 0.010714 | 0.011429 | 0.012143 | 0.012857 | 0.013571 | 0.014286 | 0.015 | 0.015714 | 0.016429 | 0.017143 | 0.017857 | 0.018571 | 0.019286 | 0.02 | 0.020714 | 0.021429 | 0.022143 | 0.022857 | 0.023571 | 0.024286 | 0.025 | 0.025714 | 0.026429 | 0.027143
Maintenance Costs (NZ$/m2) | 0 | 3.66 | 3.9214 | 4.1829 | 4.4443 | 4.7057 | 4.9671 | 5.2286 | 5.49 | 5.7514 | 6.0129 | 6.2743 | 6.5357 | 6.7971 | 7.0586 | 7.32 | 7.5814 | 7.8429 | 8.1043 | 8.3657 | 8.6271 | 8.8886 | 9.15 | 9.4114 | 9.6729 | 9.9343
Maintenance Costs (NZ$) | 0 | 3660 | 3921.4286 | 4182.8571 | 4444.2857 | 4705.7143 | 4967.1429 | 5228.5714 | 5490 | 5751.4286 | 6012.8571 | 6274.2857 | 6535.7143 | 6797.1429 | 7058.5714 | 7320 | 7581.4286 | 7842.8571 | 8104.2857 | 8365.7143 | 8627.1429 | 8888.5714 | 9150 | 9411.4286 | 9672.8571 | 9934.2857
Fuel Costs (NZ$/kWh) | 0 | 0.1773 | 0.17829 | 0.17929 | 0.1803 | 0.18131 | 0.18232 | 0.18334 | 0.18437 | 0.1854 | 0.18644 | 0.18748 | 0.18853 | 0.18959 | 0.19065 | 0.19172 | 0.19279 | 0.19387 | 0.19496 | 0.19605 | 0.19715 | 0.19825 | 0.19936 | 0.20048 | 0.2016 | 0.20273
Fuel Cost Escalation |  | 0.00099288 | 0.00099844 | 0.001004 | 0.0010097 | 0.0010153 | 0.001021 | 0.0010267 | 0.0010325 | 0.0010382 | 0.0010441 | 0.0010499 | 0.0010558 | 0.0010617 | 0.0010676 | 0.0010736 | 0.0010796 | 0.0010857 | 0.0010918 | 0.0010979 | 0.001104 | 0.0011102 | 0.0011164 | 0.0011227 | 0.001129 | 0.0011353
Fuel Costs (NZ$/m2) | 0 | 0.63988 | 0.64346 | 0.64707 | 0.65069 | 0.65433 | 0.658 | 0.66168 | 0.66539 | 0.66911 | 0.67286 | 0.67663 | 0.68042 | 0.68423 | 0.68806 | 0.69191 | 0.69579 | 0.69969 | 0.7036 | 0.70754 | 0.71151 | 0.71549 | 0.7195 | 0.72353 | 0.72758 | 0.73165
Fuel Costs (NZ$) | 0 | 639.8797 | 643.463 | 647.0664 | 650.69 | 654.3339 | 657.9981 | 661.6829 | 665.3883 | 669.1145 | 672.8616 | 676.6296 | 680.4187 | 684.229 | 688.0607 | 691.9139 | 695.7886 | 699.685 | 703.6032 | 707.5434 | 711.5057 | 715.4901 | 719.4968 | 723.526 | 727.5778 | 731.6522
Total Costs (NZ$/m2) | 366 | 4.2999 | 4.5649 | 4.8299 | 5.095 | 5.36 | 5.6251 | 5.8903 | 6.1554 | 6.4205 | 6.6857 | 6.9509 | 7.2161 | 7.4814 | 7.7466 | 374.0119 | 8.2772 | 8.5425 | 8.8079 | 9.0733 | 9.3386 | 9.6041 | 9.8695 | 10.135 | 10.4004 | 10.6659
Total Costs NZ$ | 366000 | 4299.8797 | 4564.8916 | 4829.9236 | 5094.9757 | 5360.0481 | 5625.141 | 5890.2543 | 6155.3883 | 6420.5431 | 6685.7187 | 6950.9153 | 7216.133 | 7481.3719 | 7746.6322 | 374011.9139 | 8277.2172 | 8542.5421 | 8807.889 | 9073.2577 | 9338.6485 | 9604.0615 | 9869.4968 | 10134.9546 | 10400.4349 | 10665.9379
| 15 Years | 20 Years | 25 Years
NPV (NZ$/m2) | 0 Year 0: 427.4086; Project Specific Year 1: 529.7889; Project Specific Year 2: 602.2183
NPV NZ$ | 0 Year 0: 427408.5753; Project Specific Year 1: 529788.8652; Project Specific Year 2: 602218.3242
NPV Capital Costs NZ$ | 0 Year 0: 366000; Project Specific Year 1: 450091.2241; Project Specific Year 2: 506025.3198
NPV Maintenance Costs NZ$ | 0 Year 0: 54534.848; Project Specific Year 1: 71359.3751; Project Specific Year 2: 86674.7421
NPV Fuel Costs NZ$ | 0 Year 0: 6873.7273; Project Specific Year 1: 8338.2659; Project Specific Year 2: 9518.2623
NPV Residual Value NZ$ | 0 Year 0: 2.7343e-11; Project Specific Year 1: 91961.0338; Project Specific Year 2: 36026.9381
14. Electric Radiant Heating | bar: 0 Year 0
Fuel Cost (NZ$/kWh) | 0 Year 0: 0.1773; Project Specific Year 1: Regional Fuel Costs
Fuel Cost Real Escalation Rate | 0 Year 0: 0.0056; Project Specific Year 1: Regional Fuel Costs
Heating Load (kWh/m2/year) | 0 Year 0: 12; Project Specific Year 1: Regional Energy Requirements
Heat Conversion Efficiency | 0 Year 0: 1; Project Specific Year 1: System Efficiencies
Utilisation Efficiency | 0 Year 0: 0.93; Project Specific Year 1: System Efficiencies
Overall Seasonal Efficiency | 0 Year 0: 0.93; Project Specific Year 1: System Efficiencies
Capital Cost (NZ$/m2) | 0 Year 0: 77; Project Specific Year 1: Capital Cost Structure
Plant Life (years) | 0 Year 0: 15; Project Specific Year 1: Capital Cost Structure
Discount Rate | 0 Year 0: 0.05; Project Specific Year 1: Project Specific
Fixed site specific infrastructure cost (NZ$) | 0 Year 0: 100000; Project Specific Year 1: Project Specific
Cost Item | Year 0 | Year 1 | Year 2 | Year 3 | Year 4 | Year 5 | Year 6 | Year 7 | Year 8 | Year 9 | Year 10 | Year 11 | Year 12 | Year 13 | Year 14 | Year 15 | Year 16 | Year 17 | Year 18 | Year 19 | Year 20 | Year 21 | Year 22 | Year 23 | Year 24 | Year 25
Capital Cost (NZ$/m2) nett RUF | 100000 Year 0: 77
Replacement Ref. | Project Specific Year 15: 14.
Replacement Costs (NZ$/m2) | 100000 Year 0: 0; Project Specific Year 15: 77
Residual Value | 77 | 71.8667 | 66.7333 | 61.6 | 56.4667 | 51.3333 | 46.2 | 41.0667 | 35.9333 | 30.8 | 25.6667 | 20.5333 | 15.4 | 10.2667 | 5.1333 | 77 | 71.8667 | 66.7333 | 61.6 | 56.4667 | 51.3333 | 46.2 | 41.0667 | 35.9333 | 30.8 | 25.6667
Total Capital Costs (NZ$/m2) | 177 | 0 | 0 | 0 | 0 | 0 | 0 | 0 | 0 | 0 | 0 | 0 | 0 | 0 | 0 | 77 | 0 | 0 | 0 | 0 | 0 | 0 | 0 | 0 | 0 | 0
Total Capital Costs (NZ$) | 177000 | 0 | 0 | 0 | 0 | 0 | 0 | 0 | 0 | 0 | 0 | 0 | 0 | 0 | 0 | 77000 | 0 | 0 | 0 | 0 | 0 | 0 | 0 | 0 | 0 | 0
Linear Maintenance Cost Trajectory | 0 | 0.01 | 0.010714 | 0.011429 | 0.012143 | 0.012857 | 0.013571 | 0.014286 | 0.015 | 0.015714 | 0.016429 | 0.017143 | 0.017857 | 0.018571 | 0.019286 | 0.02 | 0.01 | 0.010714 | 0.011429 | 0.012143 | 0.012857 | 0.013571 | 0.014286 | 0.015 | 0.015714 | 0.016429
Maintenance Costs (NZ$/m2) | 0 | 0.77 | 0.825 | 0.88 | 0.935 | 0.99 | 1.045 | 1.1 | 1.155 | 1.21 | 1.265 | 1.32 | 1.375 | 1.43 | 1.485 | 1.54 | 0.77 | 0.825 | 0.88 | 0.935 | 0.99 | 1.045 | 1.1 | 1.155 | 1.21 | 1.265
Maintenance Costs (NZ$) | 0 | 770 | 825 | 880 | 935 | 990 | 1045 | 1100 | 1155 | 1210 | 1265 | 1320 | 1375 | 1430 | 1485 | 1540 | 770 | 825 | 880 | 935 | 990 | 1045 | 1100 | 1155 | 1210 | 1265
Fuel Costs (NZ$/kWh) | 0 | 0.1773 | 0.17829 | 0.17929 | 0.1803 | 0.18131 | 0.18232 | 0.18334 | 0.18437 | 0.1854 | 0.18644 | 0.18748 | 0.18853 | 0.18959 | 0.19065 | 0.19172 | 0.19279 | 0.19387 | 0.19496 | 0.19605 | 0.19715 | 0.19825 | 0.19936 | 0.20048 | 0.2016 | 0.20273
Fuel Cost Escalation |  | 0.00099288 | 0.00099844 | 0.001004 | 0.0010097 | 0.0010153 | 0.001021 | 0.0010267 | 0.0010325 | 0.0010382 | 0.0010441 | 0.0010499 | 0.0010558 | 0.0010617 | 0.0010676 | 0.0010736 | 0.0010796 | 0.0010857 | 0.0010918 | 0.0010979 | 0.001104 | 0.0011102 | 0.0011164 | 0.0011227 | 0.001129 | 0.0011353
Fuel Costs (NZ$/m2) | 0 | 2.2877 | 2.3006 | 2.3134 | 2.3264 | 2.3394 | 2.3525 | 2.3657 | 2.3789 | 2.3923 | 2.4057 | 2.4191 | 2.4327 | 2.4463 | 2.46 | 2.4738 | 2.4876 | 2.5016 | 2.5156 | 2.5297 | 2.5438 | 2.5581 | 2.5724 | 2.5868 | 2.6013 | 2.6159
Fuel Costs (NZ$) | 0 | 2287.7419 | 2300.5533 | 2313.4364 | 2326.3916 | 2339.4194 | 2352.5202 | 2365.6943 | 2378.9422 | 2392.2643 | 2405.6609 | 2419.1326 | 2432.6798 | 2446.3028 | 2460.0021 | 2473.7781 | 2487.6312 | 2501.562 | 2515.5707 | 2529.6579 | 2543.824 | 2558.0694 | 2572.3946 | 2586.8 | 2601.2861 | 2615.8533
Total Costs (NZ$/m2) | 177 | 3.0577 | 3.1256 | 3.1934 | 3.2614 | 3.3294 | 3.3975 | 3.4657 | 3.5339 | 3.6023 | 3.6707 | 3.7391 | 3.8077 | 3.8763 | 3.945 | 81.0138 | 3.2576 | 3.3266 | 3.3956 | 3.4647 | 3.5338 | 3.6031 | 3.6724 | 3.7418 | 3.8113 | 3.8809
Total Costs NZ$ | 177000 | 3057.7419 | 3125.5533 | 3193.4364 | 3261.3916 | 3329.4194 | 3397.5202 | 3465.6943 | 3533.9422 | 3602.2643 | 3670.6609 | 3739.1326 | 3807.6798 | 3876.3028 | 3945.0021 | 81013.7781 | 3257.6312 | 3326.562 | 3395.5707 | 3464.6579 | 3533.824 | 3603.0694 | 3672.3946 | 3741.8 | 3811.2861 | 3880.8533
| 15 Years | 20 Years | 25 Years
NPV (NZ$/m2) | 100000 Year 0: 213.0486; Project Specific Year 1: 237.7975; Project Specific Year 2: 255.6598
NPV NZ$ | 100000 Year 0: 213048.6012; Project Specific Year 1: 237797.5244; Project Specific Year 2: 255659.7889
NPV Capital Costs NZ$ | 100000 Year 0: 177000; Project Specific Year 1: 194691.3231; Project Specific Year 2: 206458.8787
NPV Maintenance Costs NZ$ | 100000 Year 0: 11473.1784; Project Specific Year 1: 13294.6591; Project Specific Year 2: 15170.5637
NPV Fuel Costs NZ$ | 100000 Year 0: 24575.4228; Project Specific Year 1: 29811.5422; Project Specific Year 2: 34030.3464
NPV Residual Value NZ$ | 100000 Year 0: -6.8357e-12; Project Specific Year 1: 19346.9935; Project Specific Year 2: 7579.4378

## Regional Fuel Costs (hidden)
| Regional Energy Costs NZ$/kWh |  | Electricity* | Wood Chip* | Wood Pellet* |  | Climate_Zones | Towns
[7 empty] | Climate_Zone_1 | Kerikeri | Whangarei | Auckland_North_Shore | Auckland_Central | Pukekohe | Thames | Tauranga | Whakatane
| Climate_Zone_1 | Kerikeri | 0.24972 | 0.0648 | 0.085 |  | Climate_Zone_2 | Hamilton | Cambridge | Otorohanga | Gisborne | Napier | Waipukurau | New_Plymouth | Whanganui
|  | Whangarei | 0.19584 | 0.065 | 0.085 |  | Climate_Zone_3 | Dannevirke | Palmerston_North | Kapiti | Wellington | Nelson | Richmond | Blenheim
|  | Auckland_North_Shore | 0.1773 | 0.065 | 0.085 |  | Climate_Zone_4 | Rotorua | Taupo | Westport | Greymouth
|  | Auckland_Central | 0.17262 | 0.065 | 0.085 |  | Climate_Zone_5 | Rangiora | Kaiapoi | Christchurch | Ashburton | Timaru | Dunedin
|  | Pukekohe | 0.18792 | 0.065 | 0.085 |  | Climate_Zone_6 | Oamaru | Queenstown | Cromwell | Balclutha | Winton | Invercargill
|  | Thames | 0.19614 | 0.065 | 0.085
|  | Tauranga | 0.19992 | 0.065 | 0.085
|  | Whakatane | 0.1845 | 0.065 | 0.085
| Climate_Zone_2 | Hamilton | 0.18372 | 0.065 | 0.085
|  | Cambridge | 0.17586 | 0.065 | 0.085
|  | Otorohanga | 0.20106 | 0.065 | 0.085
|  | Gisborne | 0.20418 | 0.065 | 0.085
|  | Napier | 0.18654 | 0.065 | 0.085
|  | Waipukurau | 0.22854 | 0.065 | 0.085
|  | New_Plymouth | 0.18192 | 0.065 | 0.085
|  | Whanganui | 0.18768 | 0.065 | 0.085
| Climate_Zone_3 | Dannevirke | 0.20358 | 0.065 | 0.085
|  | Palmerston_North | 0.18114 | 0.065 | 0.085
|  | Kapiti | 0.17862 | 0.065 | 0.085
|  | Wellington | 0.17364 | 0.065 | 0.085
|  | Nelson | 0.1824 | 0.065 | 0.085
|  | Richmond | 0.17304 | 0.065 | 0.085
|  | Blenheim | 0.21798 | 0.065 | 0.085
| Climate_Zone_4 | Rotorua | 0.19644 | 0.065 | 0.085
|  | Taupo | 0.1968 | 0.065 | 0.085
|  | Westport | 0.23712 | 0.065 | 0.085
|  | Greymouth | 0.21756 | 0.065 | 0.085
| Climate_Zone_5 | Rangiora | 0.17712 | 0.065 | 0.085
|  | Kaiapoi | 0.17508 | 0.065 | 0.085
|  | Christchurch | 0.17292 | 0.065 | 0.085
|  | Ashburton | 0.16854 | 0.065 | 0.085
|  | Timaru | 0.18684 | 0.065 | 0.085
|  | Dunedin | 0.1572 | 0.065 | 0.085
| Climate_Zone_6 | Oamaru | 0.17712 | 0.065 | 0.085
|  | Queenstown | 0.16968 | 0.065 | 0.085
|  | Cromwell | 0.19422 | 0.065 | 0.085
|  | Balclutha | 0.24648 | 0.065 | 0.085
|  | Winton | 0.1962 | 0.065 | 0.085
|  | Invercargill | 0.16764 | 0.065 | 0.085
Notes
* | Estimated Commercial Unit Charge, based on MBIE residential rates incl. lines charges, with a commercial discount factor of 0.6 - see Regional Variable Electricity Cost Estimate table, below.
* | Assuming 3,500 kWh/tonne (30% moisture), delivered cost of NZ$ 265/tonne, 13 MJ/kg
* | Assuming 5,300 kWh/tonne, delivered cost of NZ$ 350/tonne, 19.1 MJ/kg
| Real Fuel Price Escalation Rates* |  | *Derived from MBIE Energy Price data, years 2001-2020
| Electricity (Commercial) | 0.0056
Energy Cost Estimates Reported for Specific MoE Projects (NZ$/kWh)
Zone | Region | Electricity (average unit charge $/kWh) | Diesel | Gas | LPG | Wood Chip | Wood Pellets
1 | Auckland | 0.180* |  | 0.060* |  |  |  | *22 Degrees Garden School Report, 2015
3 | Christchurch | 0.260* |  |  | 0.11* | 0.050* |  | *Aurecon, Hornby High School Report 2016
3 | Christchurch | 0.144* | [5 empty] | *Beca Beckenham School Report, 2015
3 | Christchurch | 0.144* |  |  |  |  | 0.075* | *Beca Waitakiri Primary School Report, 2014
3 | Christchurch | 0.140* |  |  |  | 0.050* | 0.075* | *Beca Lyttelton HVAC Options Report, 2014
3 | Christchurch | 0.190* | 0.12* |  |  |  | 0.080* | *Stephenson & Turner Marshland School Report, 2014
3 | Christchurch | 0.240* | [5 empty] | *DRP Comments for Hornby South, 2016
3 | Christchurch | 0.180* | 0.08* |  | 0.095* | 0.031* |  | *Opus South Hornby Report, 2015
3 | Christchurch | 0.144* |  |  |  |  | 0.075* | *Beca Rawhiti Primary School Memo, 2014
3 | Southland |  |  |  |  | 0.057* | 0.120* | *Aircomm Southland Schools Report, 2014
Wood Fuel Prices NZ$/kWh*
|  |  | Low | Medium | High
|  | Chip | 0.045 | 0.0648 | 0.075714
|  | Pellet | 0.066038 | 0.085 | 0.115
* Source: http://www.woodenergysouth.co.nz/what-is-wood-energy/ & other sources
Regional Electricity Variable Unit Cost Estimates
Zone | Region | Electricity Average Retail Charge (NZ$/kWh)* | Electricity (Estimated Commercial Unit Charge NZ$/kWh)*
1 | Northland - Kerikeri | 0.4162 | 0.24972
1 | Northland - Whangarei | 0.3264 | 0.19584
1 | Auckland - North Shore | 0.2955 | 0.1773
1 | Auckland - Central | 0.2877 | 0.17262
1 | Pukekohe | 0.3132 | 0.18792
1 | Thames | 0.3269 | 0.19614
1 | Tauranga | 0.3332 | 0.19992
1 | Whakatane | 0.3075 | 0.1845
2 | Hamilton | 0.3062 | 0.18372
2 | Waikato - Cambridge | 0.2931 | 0.17586
2 | Waikato - Otorohanga | 0.3351 | 0.20106
2 | Gisborne | 0.3403 | 0.20418
2 | Hawkes Bay - Napier | 0.3109 | 0.18654
2 | Hawkes Bay - Waipukurau | 0.3809 | 0.22854
2 | Taranaki - New Plymouth | 0.3032 | 0.18192
2 | Manawatu - Whanganui | 0.3128 | 0.18768
3 | Manawatu - Dannevirke | 0.3393 | 0.20358
3 | Palmerston North | 0.3019 | 0.18114
3 | Kapiti - Paraparaumu | 0.2977 | 0.17862
3 | Wellington | 0.2894 | 0.17364
3 | Nelson | 0.304 | 0.1824
3 | Richmond | 0.2884 | 0.17304
3 | Marlborough - Blenheim | 0.3633 | 0.21798
4 | Rotorua | 0.3274 | 0.19644
4 | Taupo | 0.328 | 0.1968
4 | Westport | 0.3952 | 0.23712
4 | Greymouth | 0.3626 | 0.21756
5 | Rangiora | 0.2952 | 0.17712
5 | Kaiapoi | 0.2918 | 0.17508
5 | Christchurch | 0.2882 | 0.17292
5 | Ashburton | 0.2809 | 0.16854
5 | Timaru | 0.3114 | 0.18684
5 | Dunedin | 0.262 | 0.1572
6 | Oamaru | 0.2952 | 0.17712
6 | Queenstown | 0.2828 | 0.16968
6 | Cromwell | 0.3237 | 0.19422
6 | Balclutha | 0.4108 | 0.24648
6 | Winton | 0.327 | 0.1962
6 | Invercargill | 0.2794 | 0.16764
*MBIE Quarterly Survey of Domestic Electricity Prices Report, 2021
*Based on a commercial discount factor of 0.6 x Residential Price, being the 10 year average spread 2011-2020, MBIE data.

## Regional Energy Requirements (hidden)
Regional Energy Requirements |  | Heating Load kWh/m2 | Cooling Load kWh/m2 | Total Load kWh/m2
Climate_Zone_1 | Kerikeri | 20 | 10 | 30
| Whangarei | 20 | 10 | 30
| Auckland_North_Shore | 20 | 10 | 30
| Auckland_Central | 20 | 10 | 30
| Pukekohe | 20 | 10 | 30
| Thames | 20 | 10 | 30
| Tauranga | 30 | 12 | 42
| Whakatane | 30 | 12 | 42
Climate_Zone_2 | Hamilton | 30 | 10 | 40
| Cambridge | 30 | 10 | 40
| Otorohanga | 30 | 10 | 40
| Gisborne | 30 | 12 | 42
| Napier | 30 | 12 | 42
| Waipukurau | 25 | 10 | 35
| New_Plymouth | 25 | 10 | 35
| Whanganui | 25 | 10 | 35
Climate_Zone_3 | Dannevirke | 25 | 10 | 35
| Palmerston_North | 25 | 10 | 35
| Kapiti | 25 | 10 | 35
| Wellington | 25 | 10 | 35
| Nelson | 30 | 10 | 40
| Richmond | 30 | 10 | 40
| Blenheim | 30 | 10 | 40
Climate_Zone_4 | Rotorua | 30 | 10 | 40
| Taupo | 30 | 10 | 40
| Westport | 35 | 10 | 45
| Greymouth | 35 | 10 | 45
Climate_Zone_5 | Rangiora | 35 | 10 | 45
| Kaiapoi | 35 | 10 | 45
| Christchurch | 35 | 10 | 45
| Ashburton | 35 | 10 | 45
| Timaru | 35 | 10 | 45
| Dunedin | 40 | 5 | 45
Climate_Zone_6 | Oamaru | 40 | 5 | 45
| Queenstown | 45 | 5 | 50
| Cromwell | 45 | 5 | 50
| Balclutha | 40 | 5 | 45
| Winton | 40 | 5 | 45
| Invercargill | 40 | 5 | 45

## Capital Cost Structure (hidden)
Ref. | Description | Replacemement Fraction of Total Capital Cost | Indicative Capital Cost NZ$/m2 | Life Expectancy (years) | Component Replacement Cost (%)
1 | Central woodchip/pellet boiler and underfloor heating | 1 | 320 | 25
1a | Central wood chip/pellet boiler | 0.4 | 128 | 15 | 40%
1b | Underfloor heating | 0.2 | 64 | 25 | 20%
1c | Water piping & insulation | 0.325 | 104 | 25 | 32.5%
1d | Controllers/outstations | 0.025 | 8 | 10 | 2.5%
1e | Software | 0.025 | 8 | 5 | 2.5%
1f | Valves | 0.025 | 8 | 15 | 2.5%
2 | Central woodchip/pellet boiler and radiators | 1 | 320 | 25
2a | Central wood chip/pellet boiler | 0.4 | 128 | 15 | 40%
2b | Low temperature radiators | 0.2 | 64 | 25 | 20%
2c | Water piping & insulation | 0.325 | 104 | 25 | 32.5%
2d | Controllers/outstations | 0.025 | 8 | 10 | 2.5%
2e | Software | 0.025 | 8 | 5 | 2.5%
2f | Valves | 0.025 | 8 | 15 | 2.5%
3 | Central woodchip/pellet boiler and 2-pipe fan coil units | 1 | 384 | 25
3a | Central wood chip/pellet boiler | 0.35 | 134.4 | 15 | 35%
3b | Fan coil units | 0.275 | 105.6 | 15 | 27.5%
3c | Water piping & insulation | 0.28 | 107.52 | 25 | 28%
3d | Controllers/outstations | 0.025 | 9.6 | 10 | 2.5%
3e | Software | 0.02 | 7.68 | 5 | 2%
3f | Valves | 0.05 | 19.2 | 15 | 5%
4 | Air-source to water heat pumps and underfloor heating | 1 | 282 | 25
4a | Air-source heat pump compressors | 0.3 | 84.6 | 15 | 30%
4b | Underfloor heating | 0.2 | 56.4 | 25 | 20%
4c | Water piping & insulation | 0.35 | 98.7 | 25 | 35%
4d | Controllers/outstations | 0.05 | 14.1 | 10 | 5%
4e | Software | 0.05 | 14.1 | 5 | 5%
4f | Valves | 0.05 | 14.1 | 15 | 5%
5 | Air-source to water heat pumps and radiators | 1 | 282 | 25
5a | Air-source heat pump compressors | 0.3 | 84.6 | 15 | 30%
5b | Low temperature radiators | 0.2 | 56.4 | 25 | 20%
5c | Water piping & insulation | 0.35 | 98.7 | 25 | 35%
5d | Controllers/outstations | 0.05 | 14.1 | 10 | 5%
5e | Software | 0.05 | 14.1 | 5 | 5%
5f | Valves | 0.05 | 14.1 | 15 | 5%
6 | Air-source to water heat pumps and 2-pipe fan coil units | 1 | 346 | 25
6a | Air-source heat pump compressors | 0.3 | 103.8 | 15 | 30%
6b | Fan coil units | 0.25 | 86.5 | 15 | 25%
6c | Water piping & insulation | 0.3 | 103.8 | 25 | 30%
6d | Controllers/outstations | 0.05 | 17.3 | 10 | 5%
6e | Software | 0.05 | 17.3 | 5 | 5%
6f | Valves | 0.05 | 17.3 | 15 | 5%
7 | Individual Split AC units | 1 | 205 | 10 | 100%
8 | Ground-source to water heat pumps and underfloor heating | 1 | 384 | 25
8a | Ground-source heat pump compressors | 0.35 | 134.4 | 15 | 35%
8b | Underfloor heating | 0.275 | 105.6 | 25 | 27.5%
8c | Water piping & insulation | 0.28 | 107.52 | 25 | 28%
8d | Controllers/outstations | 0.025 | 9.6 | 10 | 2.5%
8e | Software | 0.02 | 7.68 | 5 | 2%
8f | Valves | 0.05 | 19.2 | 15 | 5%
9 | Ground-source to water heat pumps and radiators | 1 | 384 | 25
9a | Ground-source heat pump compressors | 0.35 | 134.4 | 15 | 35%
9b | Low temperature radiators | 0.275 | 105.6 | 25 | 27.5%
9c | Water piping & insulation | 0.28 | 107.52 | 25 | 28%
9d | Controllers/outstations | 0.025 | 9.6 | 10 | 2.5%
9e | Software | 0.02 | 7.68 | 5 | 2%
9f | Valves | 0.05 | 19.2 | 15 | 5%
10 | Ground-source to water heat pumps and 2-pipe fan coil units | 1 | 448 | 25
10a | Ground-source heat pump compressors | 0.35 | 156.8 | 15 | 35%
10b | Fan coil units | 0.255 | 114.24 | 15 | 25.5%
10c | Water piping & insulation | 0.3 | 134.4 | 25 | 30%
10d | Controllers/outstations | 0.025 | 11.2 | 10 | 2.5%
10e | Software | 0.02 | 8.96 | 5 | 2%
10f | Valves | 0.05 | 22.4 | 15 | 5%
11 | Rooftop packaged units and ducted air system | 1 | 448 | 25
11a | Packaged a/c units | 0.3 | 134.4 | 15 | 30%
11b | Ductwork, grilles, difusers, dampers | 0.4 | 179.2 | 25 | 40%
11c | Controllers/outstations | 0.05 | 22.4 | 10 | 5%
11d | Software | 0.05 | 22.4 | 5 | 5%
11e | VAV/re-heat boxes | 0.2 | 89.6 | 20 | 20%
12 | VRF multi split units | 1 | 282 | 15 | 100%
13 | Hybrid VRF units | 1 | 366 | 15 | 100%
14 | Electric radiant heating | 1 | 77 | 15 | 100%

## System Efficiencies (hidden)
System | Conversion Efficiency | Utilisation Efficiency
Boiler w/ radiators, underfloor heating, or fan coils - NON-CONDENSING | 0.85 | 0.95
Boiler w/ radiators, underfloor heating, or fan coils - CONDENSING | 0.95 | 0.95
Heat Pump w/ underfloor heating or fan coils - HEATING MODE | 3.5 | 0.95
Heat Pump w/ underfloor heating or fan coils - COOLING MODE | 2.8 | 0.95
Heat Pump: split or multi-split - HEATING MODE | 4 | 0.95
Heat Pump: split or multi-split - COOLING MODE | 3 | 0.95
Packaged Ducted A/C Units - HEATING MODE | 3.5 | 0.9
Packaged Ducted A/C Units - COOLING MODE | 2.8 | 0.9
Individual split AC units - HEATING MODE | 3.5 | 0.93
Individual split AC units - COOLING MODE | 2.8 | 0.93
VRF multi-split - HEATING MODE | 3.5 | 0.95
VRF multi-split - COOLING MODE | 2.8 | 0.95
Electric Radiant Heaters | 1 | 0.93